## Instructions
Accuvalve Engineer Scheduling Tool and Selection Guide 4-10-18_R1
Revised | 2018-04-10
TAB | DESCRIPTION | REVISION HISTORY
AccuValve Selection
1 | This AccuValve Engineer Scheduling Tool and Selection Guide is designed to provide a spreadsheet which enables you properly size valves based on a low pressure drop. Remember that the pressure drop shown is the DP is the minimum pressure required to get the maximum design airflow. | 2017-06-26 | First Release to WebSite
2 | Before beginning to make selections, be sure to select the units of measurement for Volume and Pressure so you can enter the Design Volumes in the units of choice. The Pressure units will self calculate based on Valve Size and maximum design airflow. | 2017-07-07 | Corrected Alarm Status on Intermediate Sheet for CSV files so when Enable was selected, "1" would fill CSV, and Disable would fill a "0". Changed Accutrol Address
3 | Always fill this sheet out from left to right. Some of the cells have drop-down menu selections that are dependent on cells to the left. If it is not filled out left to right errors may occur. Should you require a change once the line has been completed, make sure to delete the INFORMATION ONLY and start again, left to right with the revised information. PLEASE DO NOT DELETE OR INSERT ROWS OF INFORMATION IN THIS SHEET WHICH WILL AFECT THE FORMULAS!! | 2017-08-21 | Added Logic to Tag Cell on Takeoff Sheet to flag users by formatting to yellow to warn against using commas and semi colons, and also by formatting the cell to oramge when more than 32 characters are used. Both of these conditions cause problems at the tunnel.
4 | Cells that are not protected may be copied in the normal manner for Excel spreadsheets. Just remember to copy left cells first. When you paste into the target cells, be sure to use [Paste Special / Values Only] or you may overwrite the pull down information in cell(s), which may cause errors in other areas of the spread sheet. | 2017-08-24 | Added Logic to Rep cell and Project on Takeoff Sheet to flag users by formatting to yellow to warn against using commas and semi colons, and also by formatting the cell to oramge when more than 20 characters are used. Both of these conditions cause problems at the tunnel.
5 | As the selections are being made the part number will be generated on the right side of the spreadsheet. | 2017-08-31 | Changed pull down selections on AVC Config form in the BACnet section / Velocity to be MPS instead of M/S and MPM instead of M/M
|  | 2017-09-20 | Removed "Off" option for AO1 and AO2 due to tunnel issues. Default is still the same.
AccuValve Schedule |  | 2017-09-25 | Added Pricing to Equipment Summary Page for the Accuvavles. Corrected Fail Positon code for Tunnel.
1 | The schedule is set up to auto fill from the takeoff sheet. Any information on this sheet will automatically be developed when the takeoff sheet is filled out. | 2017-10-16 | Removed AV3000 Model Codes, pull downs and replaced with AVT3000 Model Codes and pull downs. Removed option for insulation on High Temp Valves.
2 | The schedule is designed for the engineer so they can place the information for AccuValves directly on their drawings in a schedule format. Much of the information from the takeoff sheet is removed to simplify the schedule. The assumption is that common information such as actuator type and options such as insulation, flanges and shutoff requirements will be handled in the comments. | 2017-10-25 | Added logic for PD to go to Red if it exceeds selected Max Pressure Drop. Added Logic to transfer Output configuration to AVC Config sheet for AO1 and AO2 from Take Off Sheet. Added Pull Downs for AccuNet and BACnet for the AVT3000 product line. Added logic to itermediate sheet to add the word "end" to the end of the config file to stop tunnel processing.
3 | The most important item on this sheet is the pressure drop column in green. When you enter the minimum and maximum volumes on the takeoff sheet, the form automatically calculates and inserts the pressure drop for the Accuvalve.
4 | This schedule is not locked down so you can modify the sheet to your liking. Remember that the information in this sheet references that which is entered on the AccuValve Selection tab. DO NOT INSERT ROWS in this spreadsheet as it will change the imbedded formulas.
|  | 2017-10-27 | Added Logic to select PFA Coated valves for 8, 10, 12 and 14" sizes.
Max Design Press Selection |  | 2017-10-31 | Added Room Numbers, if entered on take-off sheet, to Tag information for the valve.
1 | This tab illustrates the maximum flow through the various valves if the pressure drop is limited to be no more than a certain value. | 2017-11-07 | Major changes for AVT3000. Incorporated both AVC5 and AVT3 into same CSV file for the tunnel. Eliminated information from AVC5 rows that were not relavant to the AVT3. Added warning for MAC addresses above 127.
Operating Pressure Selection
1 | This tab is designed to compare valves for a known volume setting and calculates the pressure drop across the valve. After selecting the valve size in the middle, the sheet shows the next size smaller valve to the left and the next size larger valve to the right to help the user in selecting the proper size valve for the application. | 2018-02-22 | Changed Material descriptions so that informatin can be copied from old sheets to new.
2 | Note that when the Maximum Design volume changes on a valve, the cell at the bottom which indicates pressure will turn green when the pressure differential of the valve drops below 0.300 Wc (75Pa). | 2018-03-01 | Changed Take Off Sheet so BACnet and AccuNet are blacked out to prevent choosing for AVC Valves which created Incorrect Model codes. Also made Analog the Default Mode for AVC valves if nothing is chosen on the Configuration Form. Added Space on Controls take-off for Setra products. Added Missing items to Parts & Access. Order Entry & added color shading to highlight Qtys and List Price of chosen items.
|  | 2018-03-09 | Changed Controls Takeoff and Equipment Summary to included ARPC Model Code (which is Setra FLEX equivalent).
|  | 2018-03-16 | Made corrections in the sheet based on Jon Savona's thorugh checking. Also have added conditional formating on the Tak-Off Sheet to highlight if a wrong actator is chosen for a particular type of valve.

## AccuValve Takeoff
Design Engineer AccuValve Scheduling Tool | [12 empty] | Select Measurement Units | [5 empty] | Max PD Warning
Fill rows in left to right to build Schedule on separate Tab. | [12 empty] | CFM | Volume
[13 empty] | in WC | Pressure |  |  |  |  | 0.2 | in WC
THESE THREE TABLES GENERATE THE MODEL NUMBERS AND PRICING FOR THE SYSTEM PRICE WORKSHEET
[19 empty] | Range of AVC 5000 |  | Transmitter Range of AVT3000 |  |  | Base | Shape | Material | Actuator | Size | AccuNet | BACnet | Flange | Insulation | Tight Shutoff | [32 empty] | Use CI Column to add the Cage Rack Actuator Option |  |  |  |  | Use CS Column to add the Cage Rack Mat'l Set Option | [6 empty] | sum | sum |  |  | Constant | Constant | -0.0047 |  | 0.0032 |  | -0.0027 |  | 0.0012 |  | 0.0146 |  | -0.013 |  | -0.0067 |  | -0.013 |  | -0.0067
|  |  |  | Base |  |  |  | Options |  |  |  |  | Xmtr Out | Design Airflow | [63 empty] | 0 | 0 |  |  | 2.118 | 0.5885
Item | Room # | Device Tag Information | Service | Valve Series | Size | Mat'ls | Actuator | AccuNet | BACnet | Flange | Insulation | Shut Off |  | CFM |  | PD @ Max Design | Shape | Integral Controller | CFM |  | CFM |  | Integral Controller | [10 empty] | Release Information | Item Revision Information | AV Item No Generator |  |  |  |  | AVC and AVT Item No Generator | [23 empty] | Material | Determines | Determines | Determines | Determines | Determines | Determines | Determines | Determines | Determines | Determines | Determines | Determines | Determines |  | Actuator Code | These three blocks convert to CFM, but only the one that agrees with cell K2 is used |  |  | PRESSURE DROP EQUATIONS BY VALVE SIZE
No. | [6 empty] | Change Act if RED | [6 empty] | Min. | Max. | in WC |  |  | Min | Max | Min | Max |  | AccuValve M/N | [13 empty] | AV | AV |  |  |  | AVC | AVC |  | MODEL CONVERTER |  |  | Exceed PD Limit | [16 empty] | Actuator by | Actuator by | Valve size | Valve Type | Mat'l Sel by | Mat'l Sel by | Mat'l Sel by | Shutoff by | Flanges by | Flanges by | AccuNet by | BACNet by |  |  |  | CFM | LPS>CFM | CMH>CFM | 6" Valve |  | 8" Valve |  | 10" Valve |  | 12" Valve |  | 14" Valve |  | 18" Valve |  | 24" Valve |  | 36" Valve |  | 48" Valve
[38 empty] | Item No | Tag No | AVTRmNum |  |  | Item No | Tag No | AVCRmNm | CONCATINATE | AV/AVC Model | XmtrOut | [17 empty] | Size | Size & Service | by service | by service | Size | Valve Type | Valve Type & Svs | Size | Material | AV - AVC | AVT3 - H-AVT3 | AVT3 - H-AVT3 | AV | AVC |  |  |  |  | in. WC | Pa | in. WC | Pa | in. WC | Pa | in. WC | Pa | in. WC | Pa | in. WC | Pa | in. WC | Pa | in. WC | Pa | in. WC | Pa
1 | [35 empty] | 0 | 0 | 0.1 |  |  | 0 | 0 | 0.1 | [36 empty] | #N/A | 0 | 0 | 0 | -0.0047 | -1.1703 | 0.0032 | 0.7968 | -0.0027 | -0.6723 | 0.0012 | 0.2988 | 0.0146 | 3.6354 | -0.013 | -3.237 | -0.0067 | -1.6683 | -0.013 | -3.237 | -0.0067 | -1.6683
2 | [35 empty] | 0 | 0 | 0.1 |  |  | 0 | 0 | 0.1 | [6 empty] | AVC Valve Size | [12 empty] | Set up if/then statememnt | [17 empty] | 0 | 0 | 0 | -0.0047 | -1.1703 | 0.0032 | 0.7968 | -0.0027 | -0.6723 | 0.0012 | 0.2988 | 0.0146 | 3.6354 | -0.013 | -3.237 | -0.0067 | -1.6683 | -0.013 | -3.237 | -0.0067 | -1.6683
3 | [35 empty] | 0 | 0 | 0.1 |  |  | 0 | 0 | 0.1 | [7 empty] | CFM |  |  | Xmtr Range |  |  |  |  | Airflow | [21 empty] | 0 | 0 | 0 | -0.0047 | -1.1703 | 0.0032 | 0.7968 | -0.0027 | -0.6723 | 0.0012 | 0.2988 | 0.0146 | 3.6354 | -0.013 | -3.237 | -0.0067 | -1.6683 | -0.013 | -3.237 | -0.0067 | -1.6683
4 | [35 empty] | 0 | 0 | 0.1 |  |  | 0 | 0 | 0.1 | [6 empty] | Size | Min | Max .3" | AVC5 Max | Min | AV3 Max | M/N | Shape | M/N | Area | _304SS | _316SS | Aluminum | HighTemp. | PFACoated | [16 empty] | 0 | 0 | 0 | -0.0047 | -1.1703 | 0.0032 | 0.7968 | -0.0027 | -0.6723 | 0.0012 | 0.2988 | 0.0146 | 3.6354 | -0.013 | -3.237 | -0.0067 | -1.6683 | -0.013 | -3.237 | -0.0067 | -1.6683
5 | [35 empty] | 0 | 0 | 0.1 |  |  | 0 | 0 | 0.1 | [6 empty] | 6 | 30 | 250 | 315 | 0 | 330 | 06 | Round | 1 | 0.08 | [21 empty] | 0 | 0 | 0 | -0.0047 | -1.1703 | 0.0032 | 0.7968 | -0.0027 | -0.6723 | 0.0012 | 0.2988 | 0.0146 | 3.6354 | -0.013 | -3.237 | -0.0067 | -1.6683 | -0.013 | -3.237 | -0.0067 | -1.6683
6 | [35 empty] | 0 | 0 | 0.1 |  |  | 0 | 0 | 0.1 | [6 empty] | 8 | 80 | 650 | 800 | 0 | 850 | 08 | Round | 1 | 0.16 | Insulation | Insulation | Insulation | Not Available | Not Available | [16 empty] | 0 | 0 | 0 | -0.0047 | -1.1703 | 0.0032 | 0.7968 | -0.0027 | -0.6723 | 0.0012 | 0.2988 | 0.0146 | 3.6354 | -0.013 | -3.237 | -0.0067 | -1.6683 | -0.013 | -3.237 | -0.0067 | -1.6683
7 | [35 empty] | 0 | 0 | 0.1 |  |  | 0 | 0 | 0.1 | [6 empty] | 10 | 120 | 1000 | 1300 | 0 | 1370 | 10 | Round | 1 | 0.26 | [21 empty] | 0 | 0 | 0 | -0.0047 | -1.1703 | 0.0032 | 0.7968 | -0.0027 | -0.6723 | 0.0012 | 0.2988 | 0.0146 | 3.6354 | -0.013 | -3.237 | -0.0067 | -1.6683 | -0.013 | -3.237 | -0.0067 | -1.6683
8 | [35 empty] | 0 | 0 | 0.1 |  |  | 0 | 0 | 0.1 | [6 empty] | 12 | 180 | 1450 | 1790 | 0 | 1900 | 12 | Round | 1 | 0.36 | [21 empty] | 0 | 0 | 0 | -0.0047 | -1.1703 | 0.0032 | 0.7968 | -0.0027 | -0.6723 | 0.0012 | 0.2988 | 0.0146 | 3.6354 | -0.013 | -3.237 | -0.0067 | -1.6683 | -0.013 | -3.237 | -0.0067 | -1.6683
9 | [35 empty] | 0 | 0 | 0.1 |  |  | 0 | 0 | 0.1 | [6 empty] | 14 | 250 | 2300 | 2750 | 0 | 3000 | 14 | Round | 1 | 0.52 | H_AVT3A | H_AVT3B | AVT3A | AVT3B | AVTCB | [16 empty] | 0 | 0 | 0 | -0.0047 | -1.1703 | 0.0032 | 0.7968 | -0.0027 | -0.6723 | 0.0012 | 0.2988 | 0.0146 | 3.6354 | -0.013 | -3.237 | -0.0067 | -1.6683 | -0.013 | -3.237 | -0.0067 | -1.6683
10 | [35 empty] | 0 | 0 | 0.1 |  |  | 0 | 0 | 0.1 | [6 empty] | 12x18 | 260 | 2500 | 3200 | 0 | 3400 | 18 | Rectangular | 2 | 0.57 | [21 empty] | 0 | 0 | 0 | -0.0047 | -1.1703 | 0.0032 | 0.7968 | -0.0027 | -0.6723 | 0.0012 | 0.2988 | 0.0146 | 3.6354 | -0.013 | -3.237 | -0.0067 | -1.6683 | -0.013 | -3.237 | -0.0067 | -1.6683
11 | [35 empty] | 0 | 0 | 0.1 |  |  | 0 | 0 | 0.1 | [6 empty] | 12x24 | 350 | 3200 | 4000 | 0 | 4200 | 24 | Rectangular | 2 | 0.76 | AccuNet | BACnet | AccuNet | BACnet | Included | [16 empty] | 0 | 0 | 0 | -0.0047 | -1.1703 | 0.0032 | 0.7968 | -0.0027 | -0.6723 | 0.0012 | 0.2988 | 0.0146 | 3.6354 | -0.013 | -3.237 | -0.0067 | -1.6683 | -0.013 | -3.237 | -0.0067 | -1.6683
12 | [35 empty] | 0 | 0 | 0.1 |  |  | 0 | 0 | 0.1 | [6 empty] | 12x36 | 520 | 5000 | 6400 | 0 | 6800 | 36 | Rectangular | 2 | 1.14 | [21 empty] | 0 | 0 | 0 | -0.0047 | -1.1703 | 0.0032 | 0.7968 | -0.0027 | -0.6723 | 0.0012 | 0.2988 | 0.0146 | 3.6354 | -0.013 | -3.237 | -0.0067 | -1.6683 | -0.013 | -3.237 | -0.0067 | -1.6683
13 | [35 empty] | 0 | 0 | 0.1 |  |  | 0 | 0 | 0.1 | [6 empty] | 12x48 | 700 | 5400 | 8000 | 0 | 8400 | 48 | Rectangular | 2 | 1.52 | [21 empty] | 0 | 0 | 0 | -0.0047 | -1.1703 | 0.0032 | 0.7968 | -0.0027 | -0.6723 | 0.0012 | 0.2988 | 0.0146 | 3.6354 | -0.013 | -3.237 | -0.0067 | -1.6683 | -0.013 | -3.237 | -0.0067 | -1.6683
14 | [35 empty] | 0 | 0 | 0.1 |  |  | 0 | 0 | 0.1 | [37 empty] | 0 | 0 | 0 | -0.0047 | -1.1703 | 0.0032 | 0.7968 | -0.0027 | -0.6723 | 0.0012 | 0.2988 | 0.0146 | 3.6354 | -0.013 | -3.237 | -0.0067 | -1.6683 | -0.013 | -3.237 | -0.0067 | -1.6683
15 | [35 empty] | 0 | 0 | 0.1 |  |  | 0 | 0 | 0.1 | [6 empty] | Base Model |  |  | Indirect Fcn | [27 empty] | 0 | 0 | 0 | -0.0047 | -1.1703 | 0.0032 | 0.7968 | -0.0027 | -0.6723 | 0.0012 | 0.2988 | 0.0146 | 3.6354 | -0.013 | -3.237 | -0.0067 | -1.6683 | -0.013 | -3.237 | -0.0067 | -1.6683
16 | [35 empty] | 0 | 0 | 0.1 |  |  | 0 | 0 | 0.1 | [6 empty] | Shape | M/N |  | for Act. Sel |  | Indirect Fcn for Mat'l |  |  | Indirect Fcn for Shutoff |  | SERVICE COUNT (SUPPLY, FH, GE, Other Exhaust) | [20 empty] | 0 | 0 | 0 | -0.0047 | -1.1703 | 0.0032 | 0.7968 | -0.0027 | -0.6723 | 0.0012 | 0.2988 | 0.0146 | 3.6354 | -0.013 | -3.237 | -0.0067 | -1.6683 | -0.013 | -3.237 | -0.0067 | -1.6683
17 | [35 empty] | 0 | 0 | 0.1 |  |  | 0 | 0 | 0.1 | [6 empty] | Round | 1 |  | ePI |  | NOAL | AL |  | NOSO | SO | [21 empty] | 0 | 0 | 0 | -0.0047 | -1.1703 | 0.0032 | 0.7968 | -0.0027 | -0.6723 | 0.0012 | 0.2988 | 0.0146 | 3.6354 | -0.013 | -3.237 | -0.0067 | -1.6683 | -0.013 | -3.237 | -0.0067 | -1.6683
18 | [35 empty] | 0 | 0 | 0.1 |  |  | 0 | 0 | 0.1 | [6 empty] | Rectangular | 2 |  | Yes |  | Material | Material |  | No Shutoff | Shutoff | 0 | SUPPLY |  | Service | [17 empty] | 0 | 0 | 0 | -0.0047 | -1.1703 | 0.0032 | 0.7968 | -0.0027 | -0.6723 | 0.0012 | 0.2988 | 0.0146 | 3.6354 | -0.013 | -3.237 | -0.0067 | -1.6683 | -0.013 | -3.237 | -0.0067 | -1.6683
19 | [35 empty] | 0 | 0 | 0.1 |  |  | 0 | 0 | 0.1 | [9 empty] | No |  | 304SS | 304SS |  | Included | Tight Shutoff |  |  |  | Supply | [17 empty] | 0 | 0 | 0 | -0.0047 | -1.1703 | 0.0032 | 0.7968 | -0.0027 | -0.6723 | 0.0012 | 0.2988 | 0.0146 | 3.6354 | -0.013 | -3.237 | -0.0067 | -1.6683 | -0.013 | -3.237 | -0.0067 | -1.6683
20 | [35 empty] | 0 | 0 | 0.1 |  |  | 0 | 0 | 0.1 | [6 empty] | Material | M/N |  |  |  | 316SS | 316SS |  | NOSOPFA |  | 0 | FH Exhaust |  | Service | [17 empty] | 0 | 0 | 0 | -0.0047 | -1.1703 | 0.0032 | 0.7968 | -0.0027 | -0.6723 | 0.0012 | 0.2988 | 0.0146 | 3.6354 | -0.013 | -3.237 | -0.0067 | -1.6683 | -0.013 | -3.237 | -0.0067 | -1.6683
21 | [35 empty] | 0 | 0 | 0.1 |  |  | 0 | 0 | 0.1 | [6 empty] | Galvanized | 1 |  | Yes |  | Aluminum | Aluminum |  | Not Available |  |  |  |  | FH Exhaust | [17 empty] | 0 | 0 | 0 | -0.0047 | -1.1703 | 0.0032 | 0.7968 | -0.0027 | -0.6723 | 0.0012 | 0.2988 | 0.0146 | 3.6354 | -0.013 | -3.237 | -0.0067 | -1.6683 | -0.013 | -3.237 | -0.0067 | -1.6683
22 | [35 empty] | 0 | 0 | 0.1 |  |  | 0 | 0 | 0.1 | [6 empty] | 304SS | 2 |  | HS FLP |  | Galvanized |  |  |  | All others | 0 | GE |  | Service | [17 empty] | 0 | 0 | 0 | -0.0047 | -1.1703 | 0.0032 | 0.7968 | -0.0027 | -0.6723 | 0.0012 | 0.2988 | 0.0146 | 3.6354 | -0.013 | -3.237 | -0.0067 | -1.6683 | -0.013 | -3.237 | -0.0067 | -1.6683
23 | [35 empty] | 0 | 0 | 0.1 |  |  | 0 | 0 | 0.1 | [6 empty] | 316SS | 3 |  | HS FSP |  | 18,24,36,48 | 6,8,10,12,14 | [6 empty] | GE | [17 empty] | 0 | 0 | 0 | -0.0047 | -1.1703 | 0.0032 | 0.7968 | -0.0027 | -0.6723 | 0.0012 | 0.2988 | 0.0146 | 3.6354 | -0.013 | -3.237 | -0.0067 | -1.6683 | -0.013 | -3.237 | -0.0067 | -1.6683
24 | [35 empty] | 0 | 0 | 0.1 |  |  | 0 | 0 | 0.1 | [6 empty] | Aluminum | 4 | [6 empty] | Indirect Fcn for Flanged |  | 0 | Other Exhaust |  | Service | [17 empty] | 0 | 0 | 0 | -0.0047 | -1.1703 | 0.0032 | 0.7968 | -0.0027 | -0.6723 | 0.0012 | 0.2988 | 0.0146 | 3.6354 | -0.013 | -3.237 | -0.0067 | -1.6683 | -0.013 | -3.237 | -0.0067 | -1.6683
25 | [35 empty] | 0 | 0 | 0.1 |  |  | 0 | 0 | 0.1 | [6 empty] | HighTemp. | 6 |  | No |  | When aluminum rect released just add |  |  | NOFL | FL |  |  |  | Other Exhaust | [17 empty] | 0 | 0 | 0 | -0.0047 | -1.1703 | 0.0032 | 0.7968 | -0.0027 | -0.6723 | 0.0012 | 0.2988 | 0.0146 | 3.6354 | -0.013 | -3.237 | -0.0067 | -1.6683 | -0.013 | -3.237 | -0.0067 | -1.6683
26 | [35 empty] | 0 | 0 | 0.1 |  |  | 0 | 0 | 0.1 | [6 empty] | PFACoated | 5 |  | HS FLP 0-10V |  | aluminum to BV26 |  |  | No Flanges | Flanged | 0 | Return |  | Service | [17 empty] | 0 | 0 | 0 | -0.0047 | -1.1703 | 0.0032 | 0.7968 | -0.0027 | -0.6723 | 0.0012 | 0.2988 | 0.0146 | 3.6354 | -0.013 | -3.237 | -0.0067 | -1.6683 | -0.013 | -3.237 | -0.0067 | -1.6683
27 | [35 empty] | 0 | 0 | 0.1 |  |  | 0 | 0 | 0.1 | [9 empty] | HS FLP 2-10V |  |  |  |  | Not Available | Flanged |  |  |  | Return | [17 empty] | 0 | 0 | 0 | -0.0047 | -1.1703 | 0.0032 | 0.7968 | -0.0027 | -0.6723 | 0.0012 | 0.2988 | 0.0146 | 3.6354 | -0.013 | -3.237 | -0.0067 | -1.6683 | -0.013 | -3.237 | -0.0067 | -1.6683
28 | [35 empty] | 0 | 0 | 0.1 |  |  | 0 | 0 | 0.1 | [9 empty] | HS FSP 0-10V |  | AVCA | AVCB |  |  |  | 0 | Cage Rack |  | Service | [17 empty] | 0 | 0 | 0 | -0.0047 | -1.1703 | 0.0032 | 0.7968 | -0.0027 | -0.6723 | 0.0012 | 0.2988 | 0.0146 | 3.6354 | -0.013 | -3.237 | -0.0067 | -1.6683 | -0.013 | -3.237 | -0.0067 | -1.6683
29 | [35 empty] | 0 | 0 | 0.1 |  |  | 0 | 0 | 0.1 | [9 empty] | HS FSP 2-10V |  | N/A | Included | [6 empty] | Cage Rack | [17 empty] | 0 | 0 | 0 | -0.0047 | -1.1703 | 0.0032 | 0.7968 | -0.0027 | -0.6723 | 0.0012 | 0.2988 | 0.0146 | 3.6354 | -0.013 | -3.237 | -0.0067 | -1.6683 | -0.013 | -3.237 | -0.0067 | -1.6683
30 | [35 empty] | 0 | 0 | 0.1 |  |  | 0 | 0 | 0.1 | [15 empty] | 6,8,10,12,14 | 0 | ACID Resistant |  | Service | [17 empty] | 0 | 0 | 0 | -0.0047 | -1.1703 | 0.0032 | 0.7968 | -0.0027 | -0.6723 | 0.0012 | 0.2988 | 0.0146 | 3.6354 | -0.013 | -3.237 | -0.0067 | -1.6683 | -0.013 | -3.237 | -0.0067 | -1.6683
31 | [35 empty] | 0 | 0 | 0.1 |  |  | 0 | 0 | 0.1 | [6 empty] | Actuator Type | [12 empty] | ACID Resistant | [17 empty] | 0 | 0 | 0 | -0.0047 | -1.1703 | 0.0032 | 0.7968 | -0.0027 | -0.6723 | 0.0012 | 0.2988 | 0.0146 | 3.6354 | -0.013 | -3.237 | -0.0067 | -1.6683 | -0.013 | -3.237 | -0.0067 | -1.6683
32 | [35 empty] | 0 | 0 | 0.1 |  |  | 0 | 0 | 0.1 | [6 empty] | HS FLP | 3 | [6 empty] | Indirect Fcn for xmtr Out | [22 empty] | 0 | 0 | 0 | -0.0047 | -1.1703 | 0.0032 | 0.7968 | -0.0027 | -0.6723 | 0.0012 | 0.2988 | 0.0146 | 3.6354 | -0.013 | -3.237 | -0.0067 | -1.6683 | -0.013 | -3.237 | -0.0067 | -1.6683
33 | [35 empty] | 0 | 0 | 0.1 |  |  | 0 | 0 | 0.1 | [6 empty] | HS FLP 0-10V | 2 | Belimo | Fail Last Position Belimo (0-10v) - NMQX24-MFT-A FLP |  |  |  |  | NOCTL | CTL | [21 empty] | 0 | 0 | 0 | -0.0047 | -1.1703 | 0.0032 | 0.7968 | -0.0027 | -0.6723 | 0.0012 | 0.2988 | 0.0146 | 3.6354 | -0.013 | -3.237 | -0.0067 | -1.6683 | -0.013 | -3.237 | -0.0067 | -1.6683
34 | [35 empty] | 0 | 0 | 0.1 |  |  | 0 | 0 | 0.1 | [6 empty] | HS FLP 2-10V | 3 | Belimo | Fail Last Position Belimo (2-10v) - NMQX24-MFT-B FLP |  |  |  |  | AVT3000 | AVC | TYPE VALVE COUNT (AV, AVC) | [20 empty] | 0 | 0 | 0 | -0.0047 | -1.1703 | 0.0032 | 0.7968 | -0.0027 | -0.6723 | 0.0012 | 0.2988 | 0.0146 | 3.6354 | -0.013 | -3.237 | -0.0067 | -1.6683 | -0.013 | -3.237 | -0.0067 | -1.6683
35 | [35 empty] | 0 | 0 | 0.1 |  |  | 0 | 0 | 0.1 | [6 empty] | HS FSP | 5 | [29 empty] | 0 | 0 | 0 | -0.0047 | -1.1703 | 0.0032 | 0.7968 | -0.0027 | -0.6723 | 0.0012 | 0.2988 | 0.0146 | 3.6354 | -0.013 | -3.237 | -0.0067 | -1.6683 | -0.013 | -3.237 | -0.0067 | -1.6683
36 | [35 empty] | 0 | 0 | 0.1 |  |  | 0 | 0 | 0.1 | [6 empty] | HS FSP 0-10V | 4 | Belimo | Fail Open/Closed Belimo (2-10v) - NKQX24-MFT-B FSP |  |  |  |  | 4-20ma | 4-20ma | #REF! | AV3000 | [19 empty] | 0 | 0 | 0 | -0.0047 | -1.1703 | 0.0032 | 0.7968 | -0.0027 | -0.6723 | 0.0012 | 0.2988 | 0.0146 | 3.6354 | -0.013 | -3.237 | -0.0067 | -1.6683 | -0.013 | -3.237 | -0.0067 | -1.6683
37 | [35 empty] | 0 | 0 | 0.1 |  |  | 0 | 0 | 0.1 | [6 empty] | HS FSP 2-10V | 5 | Belimo | Fail Open/Closed Belimo (0-10v) - NKQX24-MFT-A FSP |  |  |  |  | 0-20ma | 0-20ma | [21 empty] | 0 | 0 | 0 | -0.0047 | -1.1703 | 0.0032 | 0.7968 | -0.0027 | -0.6723 | 0.0012 | 0.2988 | 0.0146 | 3.6354 | -0.013 | -3.237 | -0.0067 | -1.6683 | -0.013 | -3.237 | -0.0067 | -1.6683
38 | [35 empty] | 0 | 0 | 0.1 |  |  | 0 | 0 | 0.1 | [6 empty] | LS FLP | 7 | Belimo | Fail Last Position 45 Sec Belimo (2-10v) - NMX24-MFT |  |  |  |  | 2-10V | 2-10V | #REF! | AVC | [19 empty] | 0 | 0 | 0 | -0.0047 | -1.1703 | 0.0032 | 0.7968 | -0.0027 | -0.6723 | 0.0012 | 0.2988 | 0.0146 | 3.6354 | -0.013 | -3.237 | -0.0067 | -1.6683 | -0.013 | -3.237 | -0.0067 | -1.6683
39 | [35 empty] | 0 | 0 | 0.1 |  |  | 0 | 0 | 0.1 | [14 empty] | 0-10V | 0-10V | [21 empty] | 0 | 0 | 0 | -0.0047 | -1.1703 | 0.0032 | 0.7968 | -0.0027 | -0.6723 | 0.0012 | 0.2988 | 0.0146 | 3.6354 | -0.013 | -3.237 | -0.0067 | -1.6683 | -0.013 | -3.237 | -0.0067 | -1.6683
40 | [35 empty] | 0 | 0 | 0.1 |  |  | 0 | 0 | 0.1 | [6 empty] | Service | [7 empty] | 1-5V | 1-5V | #REF! | TOTAL | [19 empty] | 0 | 0 | 0 | -0.0047 | -1.1703 | 0.0032 | 0.7968 | -0.0027 | -0.6723 | 0.0012 | 0.2988 | 0.0146 | 3.6354 | -0.013 | -3.237 | -0.0067 | -1.6683 | -0.013 | -3.237 | -0.0067 | -1.6683
41 | [35 empty] | 0 | 0 | 0.1 |  |  | 0 | 0 | 0.1 | [11 empty] | Indirect Fcn |  | Indirect Fcn | 0-5V | 0-5V | [21 empty] | 0 | 0 | 0 | -0.0047 | -1.1703 | 0.0032 | 0.7968 | -0.0027 | -0.6723 | 0.0012 | 0.2988 | 0.0146 | 3.6354 | -0.013 | -3.237 | -0.0067 | -1.6683 | -0.013 | -3.237 | -0.0067 | -1.6683
42 | [35 empty] | 0 | 0 | 0.1 |  |  | 0 | 0 | 0.1 | [6 empty] | Supply |  |  | Indirect Fcn |  | for Cage Rack |  | for Cage Rack |  | Indirect Fcn | [21 empty] | 0 | 0 | 0 | -0.0047 | -1.1703 | 0.0032 | 0.7968 | -0.0027 | -0.6723 | 0.0012 | 0.2988 | 0.0146 | 3.6354 | -0.013 | -3.237 | -0.0067 | -1.6683 | -0.013 | -3.237 | -0.0067 | -1.6683
43 | [35 empty] | 0 | 0 | 0.1 |  |  | 0 | 0 | 0.1 | [6 empty] | FH Exhaust |  |  | for Act. Sel |  | SIZE |  | Valve Type |  | for Mat'l Set | [21 empty] | 0 | 0 | 0 | -0.0047 | -1.1703 | 0.0032 | 0.7968 | -0.0027 | -0.6723 | 0.0012 | 0.2988 | 0.0146 | 3.6354 | -0.013 | -3.237 | -0.0067 | -1.6683 | -0.013 | -3.237 | -0.0067 | -1.6683
44 | [35 empty] | 0 | 0 | 0.1 |  |  | 0 | 0 | 0.1 | [6 empty] | GE |  |  | ValveType |  | Service |  | Service |  | ValveType | [21 empty] | 0 | 0 | 0 | -0.0047 | -1.1703 | 0.0032 | 0.7968 | -0.0027 | -0.6723 | 0.0012 | 0.2988 | 0.0146 | 3.6354 | -0.013 | -3.237 | -0.0067 | -1.6683 | -0.013 | -3.237 | -0.0067 | -1.6683
45 | [35 empty] | 0 | 0 | 0.1 |  |  | 0 | 0 | 0.1 | [6 empty] | Other Exhaust |  |  | AVT3000 |  | Supply |  | Supply |  | AVT3000 | [21 empty] | 0 | 0 | 0 | -0.0047 | -1.1703 | 0.0032 | 0.7968 | -0.0027 | -0.6723 | 0.0012 | 0.2988 | 0.0146 | 3.6354 | -0.013 | -3.237 | -0.0067 | -1.6683 | -0.013 | -3.237 | -0.0067 | -1.6683
46 | [35 empty] | 0 | 0 | 0.1 |  |  | 0 | 0 | 0.1 | [6 empty] | Return |  |  | AVC5000 |  | FH Exhaust |  | Exhaust |  | AVC5000 | [21 empty] | 0 | 0 | 0 | -0.0047 | -1.1703 | 0.0032 | 0.7968 | -0.0027 | -0.6723 | 0.0012 | 0.2988 | 0.0146 | 3.6354 | -0.013 | -3.237 | -0.0067 | -1.6683 | -0.013 | -3.237 | -0.0067 | -1.6683
47 | [35 empty] | 0 | 0 | 0.1 |  |  | 0 | 0 | 0.1 | [6 empty] | Cage Rack |  |  | H-AVT3000 |  | GE |  |  |  | H-AVT3000 | [21 empty] | 0 | 0 | 0 | -0.0047 | -1.1703 | 0.0032 | 0.7968 | -0.0027 | -0.6723 | 0.0012 | 0.2988 | 0.0146 | 3.6354 | -0.013 | -3.237 | -0.0067 | -1.6683 | -0.013 | -3.237 | -0.0067 | -1.6683
48 | [35 empty] | 0 | 0 | 0.1 |  |  | 0 | 0 | 0.1 | [6 empty] | ACID Resistant |  |  | H-AVC5000 |  | Other Exhaust |  |  |  | H-AVC5000 | [21 empty] | 0 | 0 | 0 | -0.0047 | -1.1703 | 0.0032 | 0.7968 | -0.0027 | -0.6723 | 0.0012 | 0.2988 | 0.0146 | 3.6354 | -0.013 | -3.237 | -0.0067 | -1.6683 | -0.013 | -3.237 | -0.0067 | -1.6683
49 | [35 empty] | 0 | 0 | 0.1 |  |  | 0 | 0 | 0.1 | [6 empty] | Canopy Ex |  |  |  |  | Return | [25 empty] | 0 | 0 | 0 | -0.0047 | -1.1703 | 0.0032 | 0.7968 | -0.0027 | -0.6723 | 0.0012 | 0.2988 | 0.0146 | 3.6354 | -0.013 | -3.237 | -0.0067 | -1.6683 | -0.013 | -3.237 | -0.0067 | -1.6683
50 | [35 empty] | 0 | 0 | 0.1 |  |  | 0 | 0 | 0.1 | [6 empty] | Snorkel |  |  |  |  | Cage Rack | [25 empty] | 0 | 0 | 0 | -0.0047 | -1.1703 | 0.0032 | 0.7968 | -0.0027 | -0.6723 | 0.0012 | 0.2988 | 0.0146 | 3.6354 | -0.013 | -3.237 | -0.0067 | -1.6683 | -0.013 | -3.237 | -0.0067 | -1.6683
51 | [35 empty] | 0 | 0 | 0.1 |  |  | 0 | 0 | 0.1 | [9 empty] | Future | [5 empty] | Future | [21 empty] | 0 | 0 | 0 | -0.0047 | -1.1703 | 0.0032 | 0.7968 | -0.0027 | -0.6723 | 0.0012 | 0.2988 | 0.0146 | 3.6354 | -0.013 | -3.237 | -0.0067 | -1.6683 | -0.013 | -3.237 | -0.0067 | -1.6683
52 | [35 empty] | 0 | 0 | 0.1 |  |  | 0 | 0 | 0.1 | [9 empty] | Future | [5 empty] | Future | [21 empty] | 0 | 0 | 0 | -0.0047 | -1.1703 | 0.0032 | 0.7968 | -0.0027 | -0.6723 | 0.0012 | 0.2988 | 0.0146 | 3.6354 | -0.013 | -3.237 | -0.0067 | -1.6683 | -0.013 | -3.237 | -0.0067 | -1.6683
53 | [35 empty] | 0 | 0 | 0.1 |  |  | 0 | 0 | 0.1 | [6 empty] | Product Line |  |  |  |  | Supply |  | SupplyV | [23 empty] | 0 | 0 | 0 | -0.0047 | -1.1703 | 0.0032 | 0.7968 | -0.0027 | -0.6723 | 0.0012 | 0.2988 | 0.0146 | 3.6354 | -0.013 | -3.237 | -0.0067 | -1.6683 | -0.013 | -3.237 | -0.0067 | -1.6683
54 | [35 empty] | 0 | 0 | 0.1 |  |  | 0 | 0 | 0.1 | [6 empty] | Healthcare | H- |  | H_AV3000 |  | 6 |  | AVT3000 |  | H_AV3000M | [21 empty] | 0 | 0 | 0 | -0.0047 | -1.1703 | 0.0032 | 0.7968 | -0.0027 | -0.6723 | 0.0012 | 0.2988 | 0.0146 | 3.6354 | -0.013 | -3.237 | -0.0067 | -1.6683 | -0.013 | -3.237 | -0.0067 | -1.6683
55 | [35 empty] | 0 | 0 | 0.1 |  |  | 0 | 0 | 0.1 | [6 empty] | Life Science | H- |  | LS FLP 2-10V |  | 8 |  | AVC5000 |  | 304SS | [21 empty] | 0 | 0 | 0 | -0.0047 | -1.1703 | 0.0032 | 0.7968 | -0.0027 | -0.6723 | 0.0012 | 0.2988 | 0.0146 | 3.6354 | -0.013 | -3.237 | -0.0067 | -1.6683 | -0.013 | -3.237 | -0.0067 | -1.6683
56 | [35 empty] | 0 | 0 | 0.1 |  |  | 0 | 0 | 0.1 | [6 empty] | Laboratory |  |  |  |  | 10 |  | H-AVT3000 |  | 316SS | [21 empty] | 0 | 0 | 0 | -0.0047 | -1.1703 | 0.0032 | 0.7968 | -0.0027 | -0.6723 | 0.0012 | 0.2988 | 0.0146 | 3.6354 | -0.013 | -3.237 | -0.0067 | -1.6683 | -0.013 | -3.237 | -0.0067 | -1.6683
57 | [35 empty] | 0 | 0 | 0.1 |  |  | 0 | 0 | 0.1 | [9 empty] | H_AVC5000 |  | 12 |  | H-AVC5000 |  | Aluminum | [21 empty] | 0 | 0 | 0 | -0.0047 | -1.1703 | 0.0032 | 0.7968 | -0.0027 | -0.6723 | 0.0012 | 0.2988 | 0.0146 | 3.6354 | -0.013 | -3.237 | -0.0067 | -1.6683 | -0.013 | -3.237 | -0.0067 | -1.6683
58 | [35 empty] | 0 | 0 | 0.1 |  |  | 0 | 0 | 0.1 | [9 empty] | LS FLP |  | 14 | [25 empty] | 0 | 0 | 0 | -0.0047 | -1.1703 | 0.0032 | 0.7968 | -0.0027 | -0.6723 | 0.0012 | 0.2988 | 0.0146 | 3.6354 | -0.013 | -3.237 | -0.0067 | -1.6683 | -0.013 | -3.237 | -0.0067 | -1.6683
59 | [35 empty] | 0 | 0 | 0.1 |  |  | 0 | 0 | 0.1 | [11 empty] | 12x18 |  |  |  | H_AVC5000M | [21 empty] | 0 | 0 | 0 | -0.0047 | -1.1703 | 0.0032 | 0.7968 | -0.0027 | -0.6723 | 0.0012 | 0.2988 | 0.0146 | 3.6354 | -0.013 | -3.237 | -0.0067 | -1.6683 | -0.013 | -3.237 | -0.0067 | -1.6683
60 | [35 empty] | 0 | 0 | 0.1 |  |  | 0 | 0 | 0.1 | [9 empty] | AV3000X |  | 12x24 |  |  |  | 304SS | [21 empty] | 0 | 0 | 0 | -0.0047 | -1.1703 | 0.0032 | 0.7968 | -0.0027 | -0.6723 | 0.0012 | 0.2988 | 0.0146 | 3.6354 | -0.013 | -3.237 | -0.0067 | -1.6683 | -0.013 | -3.237 | -0.0067 | -1.6683
61 | [35 empty] | 0 | 0 | 0.1 |  |  | 0 | 0 | 0.1 | [6 empty] | Options |  |  | HS FLP 0-10V |  | 12x36 |  | FHExhaustV |  | 316SS | [21 empty] | 0 | 0 | 0 | -0.0047 | -1.1703 | 0.0032 | 0.7968 | -0.0027 | -0.6723 | 0.0012 | 0.2988 | 0.0146 | 3.6354 | -0.013 | -3.237 | -0.0067 | -1.6683 | -0.013 | -3.237 | -0.0067 | -1.6683
62 | [35 empty] | 0 | 0 | 0.1 |  |  | 0 | 0 | 0.1 | [6 empty] | Flanged |  |  | HS FLP 2-10V |  | 12x48 |  | AVT3000 |  | Aluminum | [21 empty] | 0 | 0 | 0 | -0.0047 | -1.1703 | 0.0032 | 0.7968 | -0.0027 | -0.6723 | 0.0012 | 0.2988 | 0.0146 | 3.6354 | -0.013 | -3.237 | -0.0067 | -1.6683 | -0.013 | -3.237 | -0.0067 | -1.6683
63 | [35 empty] | 0 | 0 | 0.1 |  |  | 0 | 0 | 0.1 | [6 empty] | Tight Shutoff |  |  | HS FSP 0-10V |  |  |  | AVC5000 | [23 empty] | 0 | 0 | 0 | -0.0047 | -1.1703 | 0.0032 | 0.7968 | -0.0027 | -0.6723 | 0.0012 | 0.2988 | 0.0146 | 3.6354 | -0.013 | -3.237 | -0.0067 | -1.6683 | -0.013 | -3.237 | -0.0067 | -1.6683
64 | [35 empty] | 0 | 0 | 0.1 |  |  | 0 | 0 | 0.1 | [6 empty] | Insulation |  |  | HS FSP 2-10V |  | FHExhaust |  | H-AVT3000 |  | AV3000M | [21 empty] | 0 | 0 | 0 | -0.0047 | -1.1703 | 0.0032 | 0.7968 | -0.0027 | -0.6723 | 0.0012 | 0.2988 | 0.0146 | 3.6354 | -0.013 | -3.237 | -0.0067 | -1.6683 | -0.013 | -3.237 | -0.0067 | -1.6683
65 | [35 empty] | 0 | 0 | 0.1 |  |  | 0 | 0 | 0.1 | [11 empty] | 6 |  | H-AVC5000 |  | 304SS | [21 empty] | 0 | 0 | 0 | -0.0047 | -1.1703 | 0.0032 | 0.7968 | -0.0027 | -0.6723 | 0.0012 | 0.2988 | 0.0146 | 3.6354 | -0.013 | -3.237 | -0.0067 | -1.6683 | -0.013 | -3.237 | -0.0067 | -1.6683
66 | [35 empty] | 0 | 0 | 0.1 |  |  | 0 | 0 | 0.1 | [6 empty] | I/O |  |  | AVC5000X |  | 8 |  |  |  | 316SS | [21 empty] | 0 | 0 | 0 | -0.0047 | -1.1703 | 0.0032 | 0.7968 | -0.0027 | -0.6723 | 0.0012 | 0.2988 | 0.0146 | 3.6354 | -0.013 | -3.237 | -0.0067 | -1.6683 | -0.013 | -3.237 | -0.0067 | -1.6683
67 | [35 empty] | 0 | 0 | 0.1 |  |  | 0 | 0 | 0.1 | [6 empty] | 4-20ma | Rectangular | Double | HS FLP |  | 10 |  |  |  | Aluminum | [21 empty] | 0 | 0 | 0 | -0.0047 | -1.1703 | 0.0032 | 0.7968 | -0.0027 | -0.6723 | 0.0012 | 0.2988 | 0.0146 | 3.6354 | -0.013 | -3.237 | -0.0067 | -1.6683 | -0.013 | -3.237 | -0.0067 | -1.6683
68 | [35 empty] | 0 | 0 | 0.1 |  |  | 0 | 0 | 0.1 | [6 empty] | 0-20ma | NA | NA | HS FSP |  | 12 |  |  |  | HighTemp. | [21 empty] | 0 | 0 | 0 | -0.0047 | -1.1703 | 0.0032 | 0.7968 | -0.0027 | -0.6723 | 0.0012 | 0.2988 | 0.0146 | 3.6354 | -0.013 | -3.237 | -0.0067 | -1.6683 | -0.013 | -3.237 | -0.0067 | -1.6683
69 | [35 empty] | 0 | 0 | 0.1 |  |  | 0 | 0 | 0.1 | [6 empty] | 2-10V |  |  | AVC5000CR |  | 14 |  | GEV | [23 empty] | 0 | 0 | 0 | -0.0047 | -1.1703 | 0.0032 | 0.7968 | -0.0027 | -0.6723 | 0.0012 | 0.2988 | 0.0146 | 3.6354 | -0.013 | -3.237 | -0.0067 | -1.6683 | -0.013 | -3.237 | -0.0067 | -1.6683
70 | [35 empty] | 0 | 0 | 0.1 |  |  | 0 | 0 | 0.1 | [6 empty] | 0-10V |  |  | LS FLP |  | 12x18 |  | AVT3000 |  | AVC5000M | [21 empty] | 0 | 0 | 0 | -0.0047 | -1.1703 | 0.0032 | 0.7968 | -0.0027 | -0.6723 | 0.0012 | 0.2988 | 0.0146 | 3.6354 | -0.013 | -3.237 | -0.0067 | -1.6683 | -0.013 | -3.237 | -0.0067 | -1.6683
71 | [35 empty] | 0 | 0 | 0.1 |  |  | 0 | 0 | 0.1 | [11 empty] | 12x24 |  | AVC5000 |  | 304SS | [21 empty] | 0 | 0 | 0 | -0.0047 | -1.1703 | 0.0032 | 0.7968 | -0.0027 | -0.6723 | 0.0012 | 0.2988 | 0.0146 | 3.6354 | -0.013 | -3.237 | -0.0067 | -1.6683 | -0.013 | -3.237 | -0.0067 | -1.6683
72 | [35 empty] | 0 | 0 | 0.1 |  |  | 0 | 0 | 0.1 | [6 empty] | VOLUME |  |  |  |  | 12x36 |  | H-AVT3000 |  | 316SS | [21 empty] | 0 | 0 | 0 | -0.0047 | -1.1703 | 0.0032 | 0.7968 | -0.0027 | -0.6723 | 0.0012 | 0.2988 | 0.0146 | 3.6354 | -0.013 | -3.237 | -0.0067 | -1.6683 | -0.013 | -3.237 | -0.0067 | -1.6683
73 | [35 empty] | 0 | 0 | 0.1 |  |  | 0 | 0 | 0.1 | [6 empty] | CFM |  |  |  |  | 12x48 |  | H-AVC5000 |  | Aluminum | [21 empty] | 0 | 0 | 0 | -0.0047 | -1.1703 | 0.0032 | 0.7968 | -0.0027 | -0.6723 | 0.0012 | 0.2988 | 0.0146 | 3.6354 | -0.013 | -3.237 | -0.0067 | -1.6683 | -0.013 | -3.237 | -0.0067 | -1.6683
74 | [35 empty] | 0 | 0 | 0.1 |  |  | 0 | 0 | 0.1 | [6 empty] | LPS | [8 empty] | HighTemp. | [21 empty] | 0 | 0 | 0 | -0.0047 | -1.1703 | 0.0032 | 0.7968 | -0.0027 | -0.6723 | 0.0012 | 0.2988 | 0.0146 | 3.6354 | -0.013 | -3.237 | -0.0067 | -1.6683 | -0.013 | -3.237 | -0.0067 | -1.6683
75 | [35 empty] | 0 | 0 | 0.1 |  |  | 0 | 0 | 0.1 | [6 empty] | CMH |  |  |  |  | GE | [25 empty] | 0 | 0 | 0 | -0.0047 | -1.1703 | 0.0032 | 0.7968 | -0.0027 | -0.6723 | 0.0012 | 0.2988 | 0.0146 | 3.6354 | -0.013 | -3.237 | -0.0067 | -1.6683 | -0.013 | -3.237 | -0.0067 | -1.6683
76 | [35 empty] | 0 | 0 | 0.1 |  |  | 0 | 0 | 0.1 | [11 empty] | 6 |  |  |  | AVC5000CRM | [21 empty] | 0 | 0 | 0 | -0.0047 | -1.1703 | 0.0032 | 0.7968 | -0.0027 | -0.6723 | 0.0012 | 0.2988 | 0.0146 | 3.6354 | -0.013 | -3.237 | -0.0067 | -1.6683 | -0.013 | -3.237 | -0.0067 | -1.6683
77 | [35 empty] | 0 | 0 | 0.1 |  |  | 0 | 0 | 0.1 | [11 empty] | 8 |  | OtherExhaustV |  | 304SS | [21 empty] | 0 | 0 | 0 | -0.0047 | -1.1703 | 0.0032 | 0.7968 | -0.0027 | -0.6723 | 0.0012 | 0.2988 | 0.0146 | 3.6354 | -0.013 | -3.237 | -0.0067 | -1.6683 | -0.013 | -3.237 | -0.0067 | -1.6683
78 | [35 empty] | 0 | 0 | 0.1 |  |  | 0 | 0 | 0.1 | [6 empty] | PRESSURE |  |  | HealthTrackAV3 |  | 10 |  | AVT3000 |  | Aluminum | [21 empty] | 0 | 0 | 0 | -0.0047 | -1.1703 | 0.0032 | 0.7968 | -0.0027 | -0.6723 | 0.0012 | 0.2988 | 0.0146 | 3.6354 | -0.013 | -3.237 | -0.0067 | -1.6683 | -0.013 | -3.237 | -0.0067 | -1.6683
79 | [35 empty] | 0 | 0 | 0.1 |  |  | 0 | 0 | 0.1 | [6 empty] | in WC |  |  | LS FLP 2-10V |  | 12 |  | AVC5000 | [23 empty] | 0 | 0 | 0 | -0.0047 | -1.1703 | 0.0032 | 0.7968 | -0.0027 | -0.6723 | 0.0012 | 0.2988 | 0.0146 | 3.6354 | -0.013 | -3.237 | -0.0067 | -1.6683 | -0.013 | -3.237 | -0.0067 | -1.6683
80 | [35 empty] | 0 | 0 | 0.1 |  |  | 0 | 0 | 0.1 | [6 empty] | Pascal |  |  |  |  | 14 |  | H-AVT3000 | [23 empty] | 0 | 0 | 0 | -0.0047 | -1.1703 | 0.0032 | 0.7968 | -0.0027 | -0.6723 | 0.0012 | 0.2988 | 0.0146 | 3.6354 | -0.013 | -3.237 | -0.0067 | -1.6683 | -0.013 | -3.237 | -0.0067 | -1.6683
81 | [35 empty] | 0 | 0 | 0.1 |  |  | 0 | 0 | 0.1 | [9 empty] | HealthTrackAVC5 |  | 12x18 |  | H-AVC5000 |  | AV3000MC | [21 empty] | 0 | 0 | 0 | -0.0047 | -1.1703 | 0.0032 | 0.7968 | -0.0027 | -0.6723 | 0.0012 | 0.2988 | 0.0146 | 3.6354 | -0.013 | -3.237 | -0.0067 | -1.6683 | -0.013 | -3.237 | -0.0067 | -1.6683
82 | [35 empty] | 0 | 0 | 0.1 |  |  | 0 | 0 | 0.1 | [9 empty] | LS FLP |  | 12x24 |  |  |  | PFACoated | [21 empty] | 0 | 0 | 0 | -0.0047 | -1.1703 | 0.0032 | 0.7968 | -0.0027 | -0.6723 | 0.0012 | 0.2988 | 0.0146 | 3.6354 | -0.013 | -3.237 | -0.0067 | -1.6683 | -0.013 | -3.237 | -0.0067 | -1.6683
83 | [35 empty] | 0 | 0 | 0.1 |  |  | 0 | 0 | 0.1 | [11 empty] | 12x36 | [25 empty] | 0 | 0 | 0 | -0.0047 | -1.1703 | 0.0032 | 0.7968 | -0.0027 | -0.6723 | 0.0012 | 0.2988 | 0.0146 | 3.6354 | -0.013 | -3.237 | -0.0067 | -1.6683 | -0.013 | -3.237 | -0.0067 | -1.6683
84 | [35 empty] | 0 | 0 | 0.1 |  |  | 0 | 0 | 0.1 | [9 empty] | LaboratoryAV3 |  | 12x48 |  |  |  | AVC5000MC | [21 empty] | 0 | 0 | 0 | -0.0047 | -1.1703 | 0.0032 | 0.7968 | -0.0027 | -0.6723 | 0.0012 | 0.2988 | 0.0146 | 3.6354 | -0.013 | -3.237 | -0.0067 | -1.6683 | -0.013 | -3.237 | -0.0067 | -1.6683
85 | [35 empty] | 0 | 0 | 0.1 |  |  | 0 | 0 | 0.1 | [9 empty] | HS FLP 0-10V |  |  |  | ReturnV |  | PFACoated | [21 empty] | 0 | 0 | 0 | -0.0047 | -1.1703 | 0.0032 | 0.7968 | -0.0027 | -0.6723 | 0.0012 | 0.2988 | 0.0146 | 3.6354 | -0.013 | -3.237 | -0.0067 | -1.6683 | -0.013 | -3.237 | -0.0067 | -1.6683
86 | [35 empty] | 0 | 0 | 0.1 |  |  | 0 | 0 | 0.1 | [9 empty] | HS FLP 2-10V |  | OtherExhaust |  | AVT3000 | [23 empty] | 0 | 0 | 0 | -0.0047 | -1.1703 | 0.0032 | 0.7968 | -0.0027 | -0.6723 | 0.0012 | 0.2988 | 0.0146 | 3.6354 | -0.013 | -3.237 | -0.0067 | -1.6683 | -0.013 | -3.237 | -0.0067 | -1.6683
87 | [35 empty] | 0 | 0 | 0.1 |  |  | 0 | 0 | 0.1 | [9 empty] | HS FSP 0-10V |  | 6 |  | AVC5000 |  | AcidResV | [21 empty] | 0 | 0 | 0 | -0.0047 | -1.1703 | 0.0032 | 0.7968 | -0.0027 | -0.6723 | 0.0012 | 0.2988 | 0.0146 | 3.6354 | -0.013 | -3.237 | -0.0067 | -1.6683 | -0.013 | -3.237 | -0.0067 | -1.6683
88 | [35 empty] | 0 | 0 | 0.1 |  |  | 0 | 0 | 0.1 | [9 empty] | HS FSP 2-10V |  | 8 |  | H-AVT3000 |  | AVC5000 | [21 empty] | 0 | 0 | 0 | -0.0047 | -1.1703 | 0.0032 | 0.7968 | -0.0027 | -0.6723 | 0.0012 | 0.2988 | 0.0146 | 3.6354 | -0.013 | -3.237 | -0.0067 | -1.6683 | -0.013 | -3.237 | -0.0067 | -1.6683
89 | [35 empty] | 0 | 0 | 0.1 |  |  | 0 | 0 | 0.1 | [11 empty] | 10 |  | H-AVC5000 |  | AVT3000 | [21 empty] | 0 | 0 | 0 | -0.0047 | -1.1703 | 0.0032 | 0.7968 | -0.0027 | -0.6723 | 0.0012 | 0.2988 | 0.0146 | 3.6354 | -0.013 | -3.237 | -0.0067 | -1.6683 | -0.013 | -3.237 | -0.0067 | -1.6683
90 | [35 empty] | 0 | 0 | 0.1 |  |  | 0 | 0 | 0.1 | [9 empty] | LaboratoryAVC5 |  | 12 | [25 empty] | 0 | 0 | 0 | -0.0047 | -1.1703 | 0.0032 | 0.7968 | -0.0027 | -0.6723 | 0.0012 | 0.2988 | 0.0146 | 3.6354 | -0.013 | -3.237 | -0.0067 | -1.6683 | -0.013 | -3.237 | -0.0067 | -1.6683
91 | [35 empty] | 0 | 0 | 0.1 |  |  | 0 | 0 | 0.1 | [9 empty] | HS FLP |  | 14 | [25 empty] | 0 | 0 | 0 | -0.0047 | -1.1703 | 0.0032 | 0.7968 | -0.0027 | -0.6723 | 0.0012 | 0.2988 | 0.0146 | 3.6354 | -0.013 | -3.237 | -0.0067 | -1.6683 | -0.013 | -3.237 | -0.0067 | -1.6683
92 | [35 empty] | 0 | 0 | 0.1 |  |  | 0 | 0 | 0.1 | [9 empty] | HS FSP |  | 12x18 | [25 empty] | 0 | 0 | 0 | -0.0047 | -1.1703 | 0.0032 | 0.7968 | -0.0027 | -0.6723 | 0.0012 | 0.2988 | 0.0146 | 3.6354 | -0.013 | -3.237 | -0.0067 | -1.6683 | -0.013 | -3.237 | -0.0067 | -1.6683
93 | [35 empty] | 0 | 0 | 0.1 |  |  | 0 | 0 | 0.1 | [11 empty] | 12x24 |  | CageRackV | [23 empty] | 0 | 0 | 0 | -0.0047 | -1.1703 | 0.0032 | 0.7968 | -0.0027 | -0.6723 | 0.0012 | 0.2988 | 0.0146 | 3.6354 | -0.013 | -3.237 | -0.0067 | -1.6683 | -0.013 | -3.237 | -0.0067 | -1.6683
94 | [35 empty] | 0 | 0 | 0.1 |  |  | 0 | 0 | 0.1 | [9 empty] | RoomTrackAV3 |  | 12x36 |  | H-AVC5000 | [23 empty] | 0 | 0 | 0 | -0.0047 | -1.1703 | 0.0032 | 0.7968 | -0.0027 | -0.6723 | 0.0012 | 0.2988 | 0.0146 | 3.6354 | -0.013 | -3.237 | -0.0067 | -1.6683 | -0.013 | -3.237 | -0.0067 | -1.6683
95 | [35 empty] | 0 | 0 | 0.1 |  |  | 0 | 0 | 0.1 | [9 empty] | LS FLP 2-10V |  | 12x48 | [25 empty] | 0 | 0 | 0 | -0.0047 | -1.1703 | 0.0032 | 0.7968 | -0.0027 | -0.6723 | 0.0012 | 0.2988 | 0.0146 | 3.6354 | -0.013 | -3.237 | -0.0067 | -1.6683 | -0.013 | -3.237 | -0.0067 | -1.6683
96 | [35 empty] | 0 | 0 | 0.1 |  |  | 0 | 0 | 0.1 | [13 empty] | BioSafetyCabV | [23 empty] | 0 | 0 | 0 | -0.0047 | -1.1703 | 0.0032 | 0.7968 | -0.0027 | -0.6723 | 0.0012 | 0.2988 | 0.0146 | 3.6354 | -0.013 | -3.237 | -0.0067 | -1.6683 | -0.013 | -3.237 | -0.0067 | -1.6683
97 | [35 empty] | 0 | 0 | 0.1 |  |  | 0 | 0 | 0.1 | [9 empty] | RoomTrackAVC5 |  | Return |  | AVT3000 | [23 empty] | 0 | 0 | 0 | -0.0047 | -1.1703 | 0.0032 | 0.7968 | -0.0027 | -0.6723 | 0.0012 | 0.2988 | 0.0146 | 3.6354 | -0.013 | -3.237 | -0.0067 | -1.6683 | -0.013 | -3.237 | -0.0067 | -1.6683
98 | [35 empty] | 0 | 0 | 0.1 |  |  | 0 | 0 | 0.1 | [9 empty] | LS FLP |  | 6 |  | AVC5000 | [23 empty] | 0 | 0 | 0 | -0.0047 | -1.1703 | 0.0032 | 0.7968 | -0.0027 | -0.6723 | 0.0012 | 0.2988 | 0.0146 | 3.6354 | -0.013 | -3.237 | -0.0067 | -1.6683 | -0.013 | -3.237 | -0.0067 | -1.6683
99 | [35 empty] | 0 | 0 | 0.1 |  |  | 0 | 0 | 0.1 | [11 empty] | 8 |  | H-AVT3000 | [23 empty] | 0 | 0 | 0 | -0.0047 | -1.1703 | 0.0032 | 0.7968 | -0.0027 | -0.6723 | 0.0012 | 0.2988 | 0.0146 | 3.6354 | -0.013 | -3.237 | -0.0067 | -1.6683 | -0.013 | -3.237 | -0.0067 | -1.6683
100 | [35 empty] | 0 | 0 | 0.1 |  |  | 0 | 0 | 0.1 | [11 empty] | 10 |  | H-AVC5000 | [23 empty] | 0 | 0 | 0 | -0.0047 | -1.1703 | 0.0032 | 0.7968 | -0.0027 | -0.6723 | 0.0012 | 0.2988 | 0.0146 | 3.6354 | -0.013 | -3.237 | -0.0067 | -1.6683 | -0.013 | -3.237 | -0.0067 | -1.6683
101 | [35 empty] | 0 | 0 | 0.1 |  |  | 0 | 0 | 0.1 | [11 empty] | 12 | [25 empty] | 0 | 0 | 0 | -0.0047 | -1.1703 | 0.0032 | 0.7968 | -0.0027 | -0.6723 | 0.0012 | 0.2988 | 0.0146 | 3.6354 | -0.013 | -3.237 | -0.0067 | -1.6683 | -0.013 | -3.237 | -0.0067 | -1.6683
102 | [35 empty] | 0 | 0 | 0.1 |  |  | 0 | 0 | 0.1 | [11 empty] | 14 |  | CanopyExV | [23 empty] | 0 | 0 | 0 | -0.0047 | -1.1703 | 0.0032 | 0.7968 | -0.0027 | -0.6723 | 0.0012 | 0.2988 | 0.0146 | 3.6354 | -0.013 | -3.237 | -0.0067 | -1.6683 | -0.013 | -3.237 | -0.0067 | -1.6683
103 | [35 empty] | 0 | 0 | 0.1 |  |  | 0 | 0 | 0.1 | [11 empty] | 12x18 |  | AVT3000 | [23 empty] | 0 | 0 | 0 | -0.0047 | -1.1703 | 0.0032 | 0.7968 | -0.0027 | -0.6723 | 0.0012 | 0.2988 | 0.0146 | 3.6354 | -0.013 | -3.237 | -0.0067 | -1.6683 | -0.013 | -3.237 | -0.0067 | -1.6683
104 | [35 empty] | 0 | 0 | 0.1 |  |  | 0 | 0 | 0.1 | [11 empty] | 12x24 |  | AVC5000 | [23 empty] | 0 | 0 | 0 | -0.0047 | -1.1703 | 0.0032 | 0.7968 | -0.0027 | -0.6723 | 0.0012 | 0.2988 | 0.0146 | 3.6354 | -0.013 | -3.237 | -0.0067 | -1.6683 | -0.013 | -3.237 | -0.0067 | -1.6683
105 | [35 empty] | 0 | 0 | 0.1 |  |  | 0 | 0 | 0.1 | [11 empty] | 12x36 |  | H-AVT3000 | [23 empty] | 0 | 0 | 0 | -0.0047 | -1.1703 | 0.0032 | 0.7968 | -0.0027 | -0.6723 | 0.0012 | 0.2988 | 0.0146 | 3.6354 | -0.013 | -3.237 | -0.0067 | -1.6683 | -0.013 | -3.237 | -0.0067 | -1.6683
106 | [35 empty] | 0 | 0 | 0.1 |  |  | 0 | 0 | 0.1 | [11 empty] | 12x48 |  | H-AVC5000 | [23 empty] | 0 | 0 | 0 | -0.0047 | -1.1703 | 0.0032 | 0.7968 | -0.0027 | -0.6723 | 0.0012 | 0.2988 | 0.0146 | 3.6354 | -0.013 | -3.237 | -0.0067 | -1.6683 | -0.013 | -3.237 | -0.0067 | -1.6683
107 | [35 empty] | 0 | 0 | 0.1 |  |  | 0 | 0 | 0.1 | [37 empty] | 0 | 0 | 0 | -0.0047 | -1.1703 | 0.0032 | 0.7968 | -0.0027 | -0.6723 | 0.0012 | 0.2988 | 0.0146 | 3.6354 | -0.013 | -3.237 | -0.0067 | -1.6683 | -0.013 | -3.237 | -0.0067 | -1.6683
108 | [35 empty] | 0 | 0 | 0.1 |  |  | 0 | 0 | 0.1 | [11 empty] | CageRack | [25 empty] | 0 | 0 | 0 | -0.0047 | -1.1703 | 0.0032 | 0.7968 | -0.0027 | -0.6723 | 0.0012 | 0.2988 | 0.0146 | 3.6354 | -0.013 | -3.237 | -0.0067 | -1.6683 | -0.013 | -3.237 | -0.0067 | -1.6683
109 | [35 empty] | 0 | 0 | 0.1 |  |  | 0 | 0 | 0.1 | [11 empty] | 6 | [25 empty] | 0 | 0 | 0 | -0.0047 | -1.1703 | 0.0032 | 0.7968 | -0.0027 | -0.6723 | 0.0012 | 0.2988 | 0.0146 | 3.6354 | -0.013 | -3.237 | -0.0067 | -1.6683 | -0.013 | -3.237 | -0.0067 | -1.6683
110 | [35 empty] | 0 | 0 | 0.1 |  |  | 0 | 0 | 0.1 | [37 empty] | 0 | 0 | 0 | -0.0047 | -1.1703 | 0.0032 | 0.7968 | -0.0027 | -0.6723 | 0.0012 | 0.2988 | 0.0146 | 3.6354 | -0.013 | -3.237 | -0.0067 | -1.6683 | -0.013 | -3.237 | -0.0067 | -1.6683
111 | [35 empty] | 0 | 0 | 0.1 |  |  | 0 | 0 | 0.1 | [13 empty] | SnorkelV | [23 empty] | 0 | 0 | 0 | -0.0047 | -1.1703 | 0.0032 | 0.7968 | -0.0027 | -0.6723 | 0.0012 | 0.2988 | 0.0146 | 3.6354 | -0.013 | -3.237 | -0.0067 | -1.6683 | -0.013 | -3.237 | -0.0067 | -1.6683
112 | [35 empty] | 0 | 0 | 0.1 |  |  | 0 | 0 | 0.1 | [11 empty] | BioSafetyCab |  | AVT3000 | [23 empty] | 0 | 0 | 0 | -0.0047 | -1.1703 | 0.0032 | 0.7968 | -0.0027 | -0.6723 | 0.0012 | 0.2988 | 0.0146 | 3.6354 | -0.013 | -3.237 | -0.0067 | -1.6683 | -0.013 | -3.237 | -0.0067 | -1.6683
113 | [35 empty] | 0 | 0 | 0.1 |  |  | 0 | 0 | 0.1 | [11 empty] | 6 |  | AVC5000 | [23 empty] | 0 | 0 | 0 | -0.0047 | -1.1703 | 0.0032 | 0.7968 | -0.0027 | -0.6723 | 0.0012 | 0.2988 | 0.0146 | 3.6354 | -0.013 | -3.237 | -0.0067 | -1.6683 | -0.013 | -3.237 | -0.0067 | -1.6683
114 | [35 empty] | 0 | 0 | 0.1 |  |  | 0 | 0 | 0.1 | [11 empty] | 8 |  | H-AVT3000 | [23 empty] | 0 | 0 | 0 | -0.0047 | -1.1703 | 0.0032 | 0.7968 | -0.0027 | -0.6723 | 0.0012 | 0.2988 | 0.0146 | 3.6354 | -0.013 | -3.237 | -0.0067 | -1.6683 | -0.013 | -3.237 | -0.0067 | -1.6683
115 | [35 empty] | 0 | 0 | 0.1 |  |  | 0 | 0 | 0.1 | [11 empty] | 10 |  | H-AVC5000 | [23 empty] | 0 | 0 | 0 | -0.0047 | -1.1703 | 0.0032 | 0.7968 | -0.0027 | -0.6723 | 0.0012 | 0.2988 | 0.0146 | 3.6354 | -0.013 | -3.237 | -0.0067 | -1.6683 | -0.013 | -3.237 | -0.0067 | -1.6683
116 | [35 empty] | 0 | 0 | 0.1 |  |  | 0 | 0 | 0.1 | [37 empty] | 0 | 0 | 0 | -0.0047 | -1.1703 | 0.0032 | 0.7968 | -0.0027 | -0.6723 | 0.0012 | 0.2988 | 0.0146 | 3.6354 | -0.013 | -3.237 | -0.0067 | -1.6683 | -0.013 | -3.237 | -0.0067 | -1.6683
117 | [35 empty] | 0 | 0 | 0.1 |  |  | 0 | 0 | 0.1 | [11 empty] | CanopyEx | [25 empty] | 0 | 0 | 0 | -0.0047 | -1.1703 | 0.0032 | 0.7968 | -0.0027 | -0.6723 | 0.0012 | 0.2988 | 0.0146 | 3.6354 | -0.013 | -3.237 | -0.0067 | -1.6683 | -0.013 | -3.237 | -0.0067 | -1.6683
118 | [35 empty] | 0 | 0 | 0.1 |  |  | 0 | 0 | 0.1 | [11 empty] | 6 | [25 empty] | 0 | 0 | 0 | -0.0047 | -1.1703 | 0.0032 | 0.7968 | -0.0027 | -0.6723 | 0.0012 | 0.2988 | 0.0146 | 3.6354 | -0.013 | -3.237 | -0.0067 | -1.6683 | -0.013 | -3.237 | -0.0067 | -1.6683
119 | [35 empty] | 0 | 0 | 0.1 |  |  | 0 | 0 | 0.1 | [11 empty] | 8 | [25 empty] | 0 | 0 | 0 | -0.0047 | -1.1703 | 0.0032 | 0.7968 | -0.0027 | -0.6723 | 0.0012 | 0.2988 | 0.0146 | 3.6354 | -0.013 | -3.237 | -0.0067 | -1.6683 | -0.013 | -3.237 | -0.0067 | -1.6683
120 | [35 empty] | 0 | 0 | 0.1 |  |  | 0 | 0 | 0.1 | [11 empty] | 10 | [25 empty] | 0 | 0 | 0 | -0.0047 | -1.1703 | 0.0032 | 0.7968 | -0.0027 | -0.6723 | 0.0012 | 0.2988 | 0.0146 | 3.6354 | -0.013 | -3.237 | -0.0067 | -1.6683 | -0.013 | -3.237 | -0.0067 | -1.6683
121 | [35 empty] | 0 | 0 | 0.1 |  |  | 0 | 0 | 0.1 | [11 empty] | 12 | [25 empty] | 0 | 0 | 0 | -0.0047 | -1.1703 | 0.0032 | 0.7968 | -0.0027 | -0.6723 | 0.0012 | 0.2988 | 0.0146 | 3.6354 | -0.013 | -3.237 | -0.0067 | -1.6683 | -0.013 | -3.237 | -0.0067 | -1.6683
122 | [35 empty] | 0 | 0 | 0.1 |  |  | 0 | 0 | 0.1 | [11 empty] | 14 | [25 empty] | 0 | 0 | 0 | -0.0047 | -1.1703 | 0.0032 | 0.7968 | -0.0027 | -0.6723 | 0.0012 | 0.2988 | 0.0146 | 3.6354 | -0.013 | -3.237 | -0.0067 | -1.6683 | -0.013 | -3.237 | -0.0067 | -1.6683
123 | [35 empty] | 0 | 0 | 0.1 |  |  | 0 | 0 | 0.1 | [37 empty] | 0 | 0 | 0 | -0.0047 | -1.1703 | 0.0032 | 0.7968 | -0.0027 | -0.6723 | 0.0012 | 0.2988 | 0.0146 | 3.6354 | -0.013 | -3.237 | -0.0067 | -1.6683 | -0.013 | -3.237 | -0.0067 | -1.6683
124 | [35 empty] | 0 | 0 | 0.1 |  |  | 0 | 0 | 0.1 | [37 empty] | 0 | 0 | 0 | -0.0047 | -1.1703 | 0.0032 | 0.7968 | -0.0027 | -0.6723 | 0.0012 | 0.2988 | 0.0146 | 3.6354 | -0.013 | -3.237 | -0.0067 | -1.6683 | -0.013 | -3.237 | -0.0067 | -1.6683
125 | [35 empty] | 0 | 0 | 0.1 |  |  | 0 | 0 | 0.1 | [37 empty] | 0 | 0 | 0 | -0.0047 | -1.1703 | 0.0032 | 0.7968 | -0.0027 | -0.6723 | 0.0012 | 0.2988 | 0.0146 | 3.6354 | -0.013 | -3.237 | -0.0067 | -1.6683 | -0.013 | -3.237 | -0.0067 | -1.6683
126 | [35 empty] | 0 | 0 | 0.1 |  |  | 0 | 0 | 0.1 | [37 empty] | 0 | 0 | 0 | -0.0047 | -1.1703 | 0.0032 | 0.7968 | -0.0027 | -0.6723 | 0.0012 | 0.2988 | 0.0146 | 3.6354 | -0.013 | -3.237 | -0.0067 | -1.6683 | -0.013 | -3.237 | -0.0067 | -1.6683
127 | [35 empty] | 0 | 0 | 0.1 |  |  | 0 | 0 | 0.1 | [37 empty] | 0 | 0 | 0 | -0.0047 | -1.1703 | 0.0032 | 0.7968 | -0.0027 | -0.6723 | 0.0012 | 0.2988 | 0.0146 | 3.6354 | -0.013 | -3.237 | -0.0067 | -1.6683 | -0.013 | -3.237 | -0.0067 | -1.6683
128 | [35 empty] | 0 | 0 | 0.1 |  |  | 0 | 0 | 0.1 | [11 empty] | Snorkel | [25 empty] | 0 | 0 | 0 | -0.0047 | -1.1703 | 0.0032 | 0.7968 | -0.0027 | -0.6723 | 0.0012 | 0.2988 | 0.0146 | 3.6354 | -0.013 | -3.237 | -0.0067 | -1.6683 | -0.013 | -3.237 | -0.0067 | -1.6683
129 | [35 empty] | 0 | 0 | 0.1 |  |  | 0 | 0 | 0.1 | [11 empty] | 6 | [25 empty] | 0 | 0 | 0 | -0.0047 | -1.1703 | 0.0032 | 0.7968 | -0.0027 | -0.6723 | 0.0012 | 0.2988 | 0.0146 | 3.6354 | -0.013 | -3.237 | -0.0067 | -1.6683 | -0.013 | -3.237 | -0.0067 | -1.6683
130 | [35 empty] | 0 | 0 | 0.1 |  |  | 0 | 0 | 0.1 | [11 empty] | 8 | [25 empty] | 0 | 0 | 0 | -0.0047 | -1.1703 | 0.0032 | 0.7968 | -0.0027 | -0.6723 | 0.0012 | 0.2988 | 0.0146 | 3.6354 | -0.013 | -3.237 | -0.0067 | -1.6683 | -0.013 | -3.237 | -0.0067 | -1.6683
131 | [35 empty] | 0 | 0 | 0.1 |  |  | 0 | 0 | 0.1 | [11 empty] | 10 | [25 empty] | 0 | 0 | 0 | -0.0047 | -1.1703 | 0.0032 | 0.7968 | -0.0027 | -0.6723 | 0.0012 | 0.2988 | 0.0146 | 3.6354 | -0.013 | -3.237 | -0.0067 | -1.6683 | -0.013 | -3.237 | -0.0067 | -1.6683
132 | [35 empty] | 0 | 0 | 0.1 |  |  | 0 | 0 | 0.1 | [11 empty] | 12 | [25 empty] | 0 | 0 | 0 | -0.0047 | -1.1703 | 0.0032 | 0.7968 | -0.0027 | -0.6723 | 0.0012 | 0.2988 | 0.0146 | 3.6354 | -0.013 | -3.237 | -0.0067 | -1.6683 | -0.013 | -3.237 | -0.0067 | -1.6683
133 | [35 empty] | 0 | 0 | 0.1 |  |  | 0 | 0 | 0.1 | [11 empty] | 14 | [25 empty] | 0 | 0 | 0 | -0.0047 | -1.1703 | 0.0032 | 0.7968 | -0.0027 | -0.6723 | 0.0012 | 0.2988 | 0.0146 | 3.6354 | -0.013 | -3.237 | -0.0067 | -1.6683 | -0.013 | -3.237 | -0.0067 | -1.6683
134 | [35 empty] | 0 | 0 | 0.1 |  |  | 0 | 0 | 0.1 | [37 empty] | 0 | 0 | 0 | -0.0047 | -1.1703 | 0.0032 | 0.7968 | -0.0027 | -0.6723 | 0.0012 | 0.2988 | 0.0146 | 3.6354 | -0.013 | -3.237 | -0.0067 | -1.6683 | -0.013 | -3.237 | -0.0067 | -1.6683
135 | [35 empty] | 0 | 0 | 0.1 |  |  | 0 | 0 | 0.1 | [37 empty] | 0 | 0 | 0 | -0.0047 | -1.1703 | 0.0032 | 0.7968 | -0.0027 | -0.6723 | 0.0012 | 0.2988 | 0.0146 | 3.6354 | -0.013 | -3.237 | -0.0067 | -1.6683 | -0.013 | -3.237 | -0.0067 | -1.6683
136 | [35 empty] | 0 | 0 | 0.1 |  |  | 0 | 0 | 0.1 | [37 empty] | 0 | 0 | 0 | -0.0047 | -1.1703 | 0.0032 | 0.7968 | -0.0027 | -0.6723 | 0.0012 | 0.2988 | 0.0146 | 3.6354 | -0.013 | -3.237 | -0.0067 | -1.6683 | -0.013 | -3.237 | -0.0067 | -1.6683
137 | [35 empty] | 0 | 0 | 0.1 |  |  | 0 | 0 | 0.1 | [37 empty] | 0 | 0 | 0 | -0.0047 | -1.1703 | 0.0032 | 0.7968 | -0.0027 | -0.6723 | 0.0012 | 0.2988 | 0.0146 | 3.6354 | -0.013 | -3.237 | -0.0067 | -1.6683 | -0.013 | -3.237 | -0.0067 | -1.6683
138 | [35 empty] | 0 | 0 | 0.1 |  |  | 0 | 0 | 0.1 | [37 empty] | 0 | 0 | 0 | -0.0047 | -1.1703 | 0.0032 | 0.7968 | -0.0027 | -0.6723 | 0.0012 | 0.2988 | 0.0146 | 3.6354 | -0.013 | -3.237 | -0.0067 | -1.6683 | -0.013 | -3.237 | -0.0067 | -1.6683
139 | [35 empty] | 0 | 0 | 0.1 |  |  | 0 | 0 | 0.1 | [11 empty] | AcidRes | [25 empty] | 0 | 0 | 0 | -0.0047 | -1.1703 | 0.0032 | 0.7968 | -0.0027 | -0.6723 | 0.0012 | 0.2988 | 0.0146 | 3.6354 | -0.013 | -3.237 | -0.0067 | -1.6683 | -0.013 | -3.237 | -0.0067 | -1.6683
140 | [35 empty] | 0 | 0 | 0.1 |  |  | 0 | 0 | 0.1 | [11 empty] | 8 | [25 empty] | 0 | 0 | 0 | -0.0047 | -1.1703 | 0.0032 | 0.7968 | -0.0027 | -0.6723 | 0.0012 | 0.2988 | 0.0146 | 3.6354 | -0.013 | -3.237 | -0.0067 | -1.6683 | -0.013 | -3.237 | -0.0067 | -1.6683
141 | [35 empty] | 0 | 0 | 0.1 |  |  | 0 | 0 | 0.1 | [11 empty] | 10 | [25 empty] | 0 | 0 | 0 | -0.0047 | -1.1703 | 0.0032 | 0.7968 | -0.0027 | -0.6723 | 0.0012 | 0.2988 | 0.0146 | 3.6354 | -0.013 | -3.237 | -0.0067 | -1.6683 | -0.013 | -3.237 | -0.0067 | -1.6683
142 | [35 empty] | 0 | 0 | 0.1 |  |  | 0 | 0 | 0.1 | [11 empty] | 12 | [25 empty] | 0 | 0 | 0 | -0.0047 | -1.1703 | 0.0032 | 0.7968 | -0.0027 | -0.6723 | 0.0012 | 0.2988 | 0.0146 | 3.6354 | -0.013 | -3.237 | -0.0067 | -1.6683 | -0.013 | -3.237 | -0.0067 | -1.6683
143 | [35 empty] | 0 | 0 | 0.1 |  |  | 0 | 0 | 0.1 | [11 empty] | 14 | [25 empty] | 0 | 0 | 0 | -0.0047 | -1.1703 | 0.0032 | 0.7968 | -0.0027 | -0.6723 | 0.0012 | 0.2988 | 0.0146 | 3.6354 | -0.013 | -3.237 | -0.0067 | -1.6683 | -0.013 | -3.237 | -0.0067 | -1.6683
144 | [35 empty] | 0 | 0 | 0.1 |  |  | 0 | 0 | 0.1 | [37 empty] | 0 | 0 | 0 | -0.0047 | -1.1703 | 0.0032 | 0.7968 | -0.0027 | -0.6723 | 0.0012 | 0.2988 | 0.0146 | 3.6354 | -0.013 | -3.237 | -0.0067 | -1.6683 | -0.013 | -3.237 | -0.0067 | -1.6683
145 | [35 empty] | 0 | 0 | 0.1 |  |  | 0 | 0 | 0.1 | [37 empty] | 0 | 0 | 0 | -0.0047 | -1.1703 | 0.0032 | 0.7968 | -0.0027 | -0.6723 | 0.0012 | 0.2988 | 0.0146 | 3.6354 | -0.013 | -3.237 | -0.0067 | -1.6683 | -0.013 | -3.237 | -0.0067 | -1.6683
146 | [35 empty] | 0 | 0 | 0.1 |  |  | 0 | 0 | 0.1 | [37 empty] | 0 | 0 | 0 | -0.0047 | -1.1703 | 0.0032 | 0.7968 | -0.0027 | -0.6723 | 0.0012 | 0.2988 | 0.0146 | 3.6354 | -0.013 | -3.237 | -0.0067 | -1.6683 | -0.013 | -3.237 | -0.0067 | -1.6683
147 | [35 empty] | 0 | 0 | 0.1 |  |  | 0 | 0 | 0.1 | [37 empty] | 0 | 0 | 0 | -0.0047 | -1.1703 | 0.0032 | 0.7968 | -0.0027 | -0.6723 | 0.0012 | 0.2988 | 0.0146 | 3.6354 | -0.013 | -3.237 | -0.0067 | -1.6683 | -0.013 | -3.237 | -0.0067 | -1.6683
148 | [35 empty] | 0 | 0 | 0.1 |  |  | 0 | 0 | 0.1 | [37 empty] | 0 | 0 | 0 | -0.0047 | -1.1703 | 0.0032 | 0.7968 | -0.0027 | -0.6723 | 0.0012 | 0.2988 | 0.0146 | 3.6354 | -0.013 | -3.237 | -0.0067 | -1.6683 | -0.013 | -3.237 | -0.0067 | -1.6683
149 | [35 empty] | 0 | 0 | 0.1 |  |  | 0 | 0 | 0.1 | [37 empty] | 0 | 0 | 0 | -0.0047 | -1.1703 | 0.0032 | 0.7968 | -0.0027 | -0.6723 | 0.0012 | 0.2988 | 0.0146 | 3.6354 | -0.013 | -3.237 | -0.0067 | -1.6683 | -0.013 | -3.237 | -0.0067 | -1.6683
150 | [35 empty] | 0 | 0 | 0.1 |  |  | 0 | 0 | 0.1 | [37 empty] | 0 | 0 | 0 | -0.0047 | -1.1703 | 0.0032 | 0.7968 | -0.0027 | -0.6723 | 0.0012 | 0.2988 | 0.0146 | 3.6354 | -0.013 | -3.237 | -0.0067 | -1.6683 | -0.013 | -3.237 | -0.0067 | -1.6683
151 | [35 empty] | 0 | 0 | 0.1 |  |  | 0 | 0 | 0.1 | [37 empty] | 0 | 0 | 0 | -0.0047 | -1.1703 | 0.0032 | 0.7968 | -0.0027 | -0.6723 | 0.0012 | 0.2988 | 0.0146 | 3.6354 | -0.013 | -3.237 | -0.0067 | -1.6683 | -0.013 | -3.237 | -0.0067 | -1.6683
152 | [35 empty] | 0 | 0 | 0.1 |  |  | 0 | 0 | 0.1 | [37 empty] | 0 | 0 | 0 | -0.0047 | -1.1703 | 0.0032 | 0.7968 | -0.0027 | -0.6723 | 0.0012 | 0.2988 | 0.0146 | 3.6354 | -0.013 | -3.237 | -0.0067 | -1.6683 | -0.013 | -3.237 | -0.0067 | -1.6683
153 | [35 empty] | 0 | 0 | 0.1 |  |  | 0 | 0 | 0.1 | [37 empty] | 0 | 0 | 0 | -0.0047 | -1.1703 | 0.0032 | 0.7968 | -0.0027 | -0.6723 | 0.0012 | 0.2988 | 0.0146 | 3.6354 | -0.013 | -3.237 | -0.0067 | -1.6683 | -0.013 | -3.237 | -0.0067 | -1.6683
154 | [35 empty] | 0 | 0 | 0.1 |  |  | 0 | 0 | 0.1 | [37 empty] | 0 | 0 | 0 | -0.0047 | -1.1703 | 0.0032 | 0.7968 | -0.0027 | -0.6723 | 0.0012 | 0.2988 | 0.0146 | 3.6354 | -0.013 | -3.237 | -0.0067 | -1.6683 | -0.013 | -3.237 | -0.0067 | -1.6683
155 | [35 empty] | 0 | 0 | 0.1 |  |  | 0 | 0 | 0.1 | [37 empty] | 0 | 0 | 0 | -0.0047 | -1.1703 | 0.0032 | 0.7968 | -0.0027 | -0.6723 | 0.0012 | 0.2988 | 0.0146 | 3.6354 | -0.013 | -3.237 | -0.0067 | -1.6683 | -0.013 | -3.237 | -0.0067 | -1.6683
156 | [35 empty] | 0 | 0 | 0.1 |  |  | 0 | 0 | 0.1 | [37 empty] | 0 | 0 | 0 | -0.0047 | -1.1703 | 0.0032 | 0.7968 | -0.0027 | -0.6723 | 0.0012 | 0.2988 | 0.0146 | 3.6354 | -0.013 | -3.237 | -0.0067 | -1.6683 | -0.013 | -3.237 | -0.0067 | -1.6683
157 | [35 empty] | 0 | 0 | 0.1 |  |  | 0 | 0 | 0.1 | [37 empty] | 0 | 0 | 0 | -0.0047 | -1.1703 | 0.0032 | 0.7968 | -0.0027 | -0.6723 | 0.0012 | 0.2988 | 0.0146 | 3.6354 | -0.013 | -3.237 | -0.0067 | -1.6683 | -0.013 | -3.237 | -0.0067 | -1.6683
158 | [35 empty] | 0 | 0 | 0.1 |  |  | 0 | 0 | 0.1 | [37 empty] | 0 | 0 | 0 | -0.0047 | -1.1703 | 0.0032 | 0.7968 | -0.0027 | -0.6723 | 0.0012 | 0.2988 | 0.0146 | 3.6354 | -0.013 | -3.237 | -0.0067 | -1.6683 | -0.013 | -3.237 | -0.0067 | -1.6683
159 | [35 empty] | 0 | 0 | 0.1 |  |  | 0 | 0 | 0.1 | [37 empty] | 0 | 0 | 0 | -0.0047 | -1.1703 | 0.0032 | 0.7968 | -0.0027 | -0.6723 | 0.0012 | 0.2988 | 0.0146 | 3.6354 | -0.013 | -3.237 | -0.0067 | -1.6683 | -0.013 | -3.237 | -0.0067 | -1.6683
160 | [35 empty] | 0 | 0 | 0.1 |  |  | 0 | 0 | 0.1 | [37 empty] | 0 | 0 | 0 | -0.0047 | -1.1703 | 0.0032 | 0.7968 | -0.0027 | -0.6723 | 0.0012 | 0.2988 | 0.0146 | 3.6354 | -0.013 | -3.237 | -0.0067 | -1.6683 | -0.013 | -3.237 | -0.0067 | -1.6683
161 | [35 empty] | 0 | 0 | 0.1 |  |  | 0 | 0 | 0.1 | [6 empty] | Valve Size | [30 empty] | 0 | 0 | 0 | -0.0047 | -1.1703 | 0.0032 | 0.7968 | -0.0027 | -0.6723 | 0.0012 | 0.2988 | 0.0146 | 3.6354 | -0.013 | -3.237 | -0.0067 | -1.6683 | -0.013 | -3.237 | -0.0067 | -1.6683
162 | [35 empty] | 0 | 0 | 0.1 |  |  | 0 | 0 | 0.1 | [7 empty] | LPS |  |  | Xmtr Range |  |  |  |  | Airflow | [21 empty] | 0 | 0 | 0 | -0.0047 | -1.1703 | 0.0032 | 0.7968 | -0.0027 | -0.6723 | 0.0012 | 0.2988 | 0.0146 | 3.6354 | -0.013 | -3.237 | -0.0067 | -1.6683 | -0.013 | -3.237 | -0.0067 | -1.6683
163 | [35 empty] | 0 | 0 | 0.1 |  |  | 0 | 0 | 0.1 | [6 empty] | Size | Min | Max .3" | AVC5 Max | Min | AV3 Max | M/N | Shape | M/N | Area | [21 empty] | 0 | 0 | 0 | -0.0047 | -1.1703 | 0.0032 | 0.7968 | -0.0027 | -0.6723 | 0.0012 | 0.2988 | 0.0146 | 3.6354 | -0.013 | -3.237 | -0.0067 | -1.6683 | -0.013 | -3.237 | -0.0067 | -1.6683
164 | [35 empty] | 0 | 0 | 0.1 |  |  | 0 | 0 | 0.1 | [6 empty] | 6 | 14 |  | 149 | 0 | 156 | 06 | Round | 1 | 0.08 | [21 empty] | 0 | 0 | 0 | -0.0047 | -1.1703 | 0.0032 | 0.7968 | -0.0027 | -0.6723 | 0.0012 | 0.2988 | 0.0146 | 3.6354 | -0.013 | -3.237 | -0.0067 | -1.6683 | -0.013 | -3.237 | -0.0067 | -1.6683
165 | [35 empty] | 0 | 0 | 0.1 |  |  | 0 | 0 | 0.1 | [6 empty] | 8 | 38 |  | 378 | 0 | 401 | 08 | Round | 1 | 0.16 | [21 empty] | 0 | 0 | 0 | -0.0047 | -1.1703 | 0.0032 | 0.7968 | -0.0027 | -0.6723 | 0.0012 | 0.2988 | 0.0146 | 3.6354 | -0.013 | -3.237 | -0.0067 | -1.6683 | -0.013 | -3.237 | -0.0067 | -1.6683
166 | [35 empty] | 0 | 0 | 0.1 |  |  | 0 | 0 | 0.1 | [6 empty] | 10 | 57 |  | 614 | 0 | 647 | 10 | Round | 1 | 0.26 | [21 empty] | 0 | 0 | 0 | -0.0047 | -1.1703 | 0.0032 | 0.7968 | -0.0027 | -0.6723 | 0.0012 | 0.2988 | 0.0146 | 3.6354 | -0.013 | -3.237 | -0.0067 | -1.6683 | -0.013 | -3.237 | -0.0067 | -1.6683
167 | [35 empty] | 0 | 0 | 0.1 |  |  | 0 | 0 | 0.1 | [6 empty] | 12 | 85 |  | 845 | 0 | 897 | 12 | Round | 1 | 0.36 | [21 empty] | 0 | 0 | 0 | -0.0047 | -1.1703 | 0.0032 | 0.7968 | -0.0027 | -0.6723 | 0.0012 | 0.2988 | 0.0146 | 3.6354 | -0.013 | -3.237 | -0.0067 | -1.6683 | -0.013 | -3.237 | -0.0067 | -1.6683
168 | [35 empty] | 0 | 0 | 0.1 |  |  | 0 | 0 | 0.1 | [6 empty] | 14 | 118 |  | 1298 | 0 | 1416 | 14 | Round | 1 | 0.52 | [21 empty] | 0 | 0 | 0 | -0.0047 | -1.1703 | 0.0032 | 0.7968 | -0.0027 | -0.6723 | 0.0012 | 0.2988 | 0.0146 | 3.6354 | -0.013 | -3.237 | -0.0067 | -1.6683 | -0.013 | -3.237 | -0.0067 | -1.6683
169 | [35 empty] | 0 | 0 | 0.1 |  |  | 0 | 0 | 0.1 | [6 empty] | 12x18 | 123 |  | 1510 | 0 | 1605 | 18 | Rectangular | 2 | 0.57 | [21 empty] | 0 | 0 | 0 | -0.0047 | -1.1703 | 0.0032 | 0.7968 | -0.0027 | -0.6723 | 0.0012 | 0.2988 | 0.0146 | 3.6354 | -0.013 | -3.237 | -0.0067 | -1.6683 | -0.013 | -3.237 | -0.0067 | -1.6683
170 | [35 empty] | 0 | 0 | 0.1 |  |  | 0 | 0 | 0.1 | [6 empty] | 12x24 | 165 |  | 1888 | 0 | 1982 | 24 | Rectangular | 2 | 0.76 | [21 empty] | 0 | 0 | 0 | -0.0047 | -1.1703 | 0.0032 | 0.7968 | -0.0027 | -0.6723 | 0.0012 | 0.2988 | 0.0146 | 3.6354 | -0.013 | -3.237 | -0.0067 | -1.6683 | -0.013 | -3.237 | -0.0067 | -1.6683
171 | [35 empty] | 0 | 0 | 0.1 |  |  | 0 | 0 | 0.1 | [6 empty] | 12x36 | 245 |  | 3020 | 0 | 3209 | 36 | Rectangular | 2 | 1.14 | [21 empty] | 0 | 0 | 0 | -0.0047 | -1.1703 | 0.0032 | 0.7968 | -0.0027 | -0.6723 | 0.0012 | 0.2988 | 0.0146 | 3.6354 | -0.013 | -3.237 | -0.0067 | -1.6683 | -0.013 | -3.237 | -0.0067 | -1.6683
172 | [35 empty] | 0 | 0 | 0.1 |  |  | 0 | 0 | 0.1 | [6 empty] | 12x48 | 330 |  | 3776 | 0 | 3964 | 48 | Rectangular | 2 | 1.52 | [21 empty] | 0 | 0 | 0 | -0.0047 | -1.1703 | 0.0032 | 0.7968 | -0.0027 | -0.6723 | 0.0012 | 0.2988 | 0.0146 | 3.6354 | -0.013 | -3.237 | -0.0067 | -1.6683 | -0.013 | -3.237 | -0.0067 | -1.6683
173 | [35 empty] | 0 | 0 | 0.1 |  |  | 0 | 0 | 0.1 | [37 empty] | 0 | 0 | 0 | -0.0047 | -1.1703 | 0.0032 | 0.7968 | -0.0027 | -0.6723 | 0.0012 | 0.2988 | 0.0146 | 3.6354 | -0.013 | -3.237 | -0.0067 | -1.6683 | -0.013 | -3.237 | -0.0067 | -1.6683
174 | [35 empty] | 0 | 0 | 0.1 |  |  | 0 | 0 | 0.1 | [37 empty] | 0 | 0 | 0 | -0.0047 | -1.1703 | 0.0032 | 0.7968 | -0.0027 | -0.6723 | 0.0012 | 0.2988 | 0.0146 | 3.6354 | -0.013 | -3.237 | -0.0067 | -1.6683 | -0.013 | -3.237 | -0.0067 | -1.6683
175 | [35 empty] | 0 | 0 | 0.1 |  |  | 0 | 0 | 0.1 | [6 empty] | Valve Size | [30 empty] | 0 | 0 | 0 | -0.0047 | -1.1703 | 0.0032 | 0.7968 | -0.0027 | -0.6723 | 0.0012 | 0.2988 | 0.0146 | 3.6354 | -0.013 | -3.237 | -0.0067 | -1.6683 | -0.013 | -3.237 | -0.0067 | -1.6683
176 | [35 empty] | 0 | 0 | 0.1 |  |  | 0 | 0 | 0.1 | [7 empty] | CMH |  |  | Xmtr Range |  |  |  |  | Airflow | [21 empty] | 0 | 0 | 0 | -0.0047 | -1.1703 | 0.0032 | 0.7968 | -0.0027 | -0.6723 | 0.0012 | 0.2988 | 0.0146 | 3.6354 | -0.013 | -3.237 | -0.0067 | -1.6683 | -0.013 | -3.237 | -0.0067 | -1.6683
177 | [35 empty] | 0 | 0 | 0.1 |  |  | 0 | 0 | 0.1 | [6 empty] | Size | Min | Max .3" | AVC5 Max | Min | AV3 Max | M/N | Shape | M/N | Area | [21 empty] | 0 | 0 | 0 | -0.0047 | -1.1703 | 0.0032 | 0.7968 | -0.0027 | -0.6723 | 0.0012 | 0.2988 | 0.0146 | 3.6354 | -0.013 | -3.237 | -0.0067 | -1.6683 | -0.013 | -3.237 | -0.0067 | -1.6683
178 | [35 empty] | 0 | 0 | 0.1 |  |  | 0 | 0 | 0.1 | [6 empty] | 6 | 51 |  | 535 | 0 | 561 | 06 | Round | 1 | 0.08 | [21 empty] | 0 | 0 | 0 | -0.0047 | -1.1703 | 0.0032 | 0.7968 | -0.0027 | -0.6723 | 0.0012 | 0.2988 | 0.0146 | 3.6354 | -0.013 | -3.237 | -0.0067 | -1.6683 | -0.013 | -3.237 | -0.0067 | -1.6683
179 | [35 empty] | 0 | 0 | 0.1 |  |  | 0 | 0 | 0.1 | [6 empty] | 8 | 136 |  | 1359 | 0 | 1444 | 08 | Round | 1 | 0.16 | [21 empty] | 0 | 0 | 0 | -0.0047 | -1.1703 | 0.0032 | 0.7968 | -0.0027 | -0.6723 | 0.0012 | 0.2988 | 0.0146 | 3.6354 | -0.013 | -3.237 | -0.0067 | -1.6683 | -0.013 | -3.237 | -0.0067 | -1.6683
180 | [35 empty] | 0 | 0 | 0.1 |  |  | 0 | 0 | 0.1 | [6 empty] | 10 | 204 |  | 2209 | 0 | 2328 | 10 | Round | 1 | 0.26 | [21 empty] | 0 | 0 | 0 | -0.0047 | -1.1703 | 0.0032 | 0.7968 | -0.0027 | -0.6723 | 0.0012 | 0.2988 | 0.0146 | 3.6354 | -0.013 | -3.237 | -0.0067 | -1.6683 | -0.013 | -3.237 | -0.0067 | -1.6683
181 | [35 empty] | 0 | 0 | 0.1 |  |  | 0 | 0 | 0.1 | [6 empty] | 12 | 306 |  | 3041 | 0 | 3228 | 12 | Round | 1 | 0.36 | [21 empty] | 0 | 0 | 0 | -0.0047 | -1.1703 | 0.0032 | 0.7968 | -0.0027 | -0.6723 | 0.0012 | 0.2988 | 0.0146 | 3.6354 | -0.013 | -3.237 | -0.0067 | -1.6683 | -0.013 | -3.237 | -0.0067 | -1.6683
182 | [35 empty] | 0 | 0 | 0.1 |  |  | 0 | 0 | 0.1 | [6 empty] | 14 | 425 |  | 4672 | 0 | 5097 | 14 | Round | 1 | 0.52 | [21 empty] | 0 | 0 | 0 | -0.0047 | -1.1703 | 0.0032 | 0.7968 | -0.0027 | -0.6723 | 0.0012 | 0.2988 | 0.0146 | 3.6354 | -0.013 | -3.237 | -0.0067 | -1.6683 | -0.013 | -3.237 | -0.0067 | -1.6683
183 | [35 empty] | 0 | 0 | 0.1 |  |  | 0 | 0 | 0.1 | [6 empty] | 12x18 | 442 |  | 5437 | 0 | 5777 | 18 | Rectangular | 2 | 0.57 | [21 empty] | 0 | 0 | 0 | -0.0047 | -1.1703 | 0.0032 | 0.7968 | -0.0027 | -0.6723 | 0.0012 | 0.2988 | 0.0146 | 3.6354 | -0.013 | -3.237 | -0.0067 | -1.6683 | -0.013 | -3.237 | -0.0067 | -1.6683
184 | [35 empty] | 0 | 0 | 0.1 |  |  | 0 | 0 | 0.1 | [6 empty] | 12x24 | 595 |  | 6796 | 0 | 7136 | 24 | Rectangular | 2 | 0.76 | [21 empty] | 0 | 0 | 0 | -0.0047 | -1.1703 | 0.0032 | 0.7968 | -0.0027 | -0.6723 | 0.0012 | 0.2988 | 0.0146 | 3.6354 | -0.013 | -3.237 | -0.0067 | -1.6683 | -0.013 | -3.237 | -0.0067 | -1.6683
185 | [35 empty] | 0 | 0 | 0.1 |  |  | 0 | 0 | 0.1 | [6 empty] | 12x36 | 883 |  | 10874 | 0 | 11553 | 36 | Rectangular | 2 | 1.14 | [21 empty] | 0 | 0 | 0 | -0.0047 | -1.1703 | 0.0032 | 0.7968 | -0.0027 | -0.6723 | 0.0012 | 0.2988 | 0.0146 | 3.6354 | -0.013 | -3.237 | -0.0067 | -1.6683 | -0.013 | -3.237 | -0.0067 | -1.6683
186 | [35 empty] | 0 | 0 | 0.1 |  |  | 0 | 0 | 0.1 | [6 empty] | 12x48 | 1189 |  | 13592 | 0 | 14272 | 48 | Rectangular | 2 | 1.52 | [21 empty] | 0 | 0 | 0 | -0.0047 | -1.1703 | 0.0032 | 0.7968 | -0.0027 | -0.6723 | 0.0012 | 0.2988 | 0.0146 | 3.6354 | -0.013 | -3.237 | -0.0067 | -1.6683 | -0.013 | -3.237 | -0.0067 | -1.6683
187 | [35 empty] | 0 | 0 | 0.1 |  |  | 0 | 0 | 0.1 | [37 empty] | 0 | 0 | 0 | -0.0047 | -1.1703 | 0.0032 | 0.7968 | -0.0027 | -0.6723 | 0.0012 | 0.2988 | 0.0146 | 3.6354 | -0.013 | -3.237 | -0.0067 | -1.6683 | -0.013 | -3.237 | -0.0067 | -1.6683
188 | [35 empty] | 0 | 0 | 0.1 |  |  | 0 | 0 | 0.1 | [37 empty] | 0 | 0 | 0 | -0.0047 | -1.1703 | 0.0032 | 0.7968 | -0.0027 | -0.6723 | 0.0012 | 0.2988 | 0.0146 | 3.6354 | -0.013 | -3.237 | -0.0067 | -1.6683 | -0.013 | -3.237 | -0.0067 | -1.6683
189 | [35 empty] | 0 | 0 | 0.1 |  |  | 0 | 0 | 0.1 | [37 empty] | 0 | 0 | 0 | -0.0047 | -1.1703 | 0.0032 | 0.7968 | -0.0027 | -0.6723 | 0.0012 | 0.2988 | 0.0146 | 3.6354 | -0.013 | -3.237 | -0.0067 | -1.6683 | -0.013 | -3.237 | -0.0067 | -1.6683
190 | [35 empty] | 0 | 0 | 0.1 |  |  | 0 | 0 | 0.1 | [37 empty] | 0 | 0 | 0 | -0.0047 | -1.1703 | 0.0032 | 0.7968 | -0.0027 | -0.6723 | 0.0012 | 0.2988 | 0.0146 | 3.6354 | -0.013 | -3.237 | -0.0067 | -1.6683 | -0.013 | -3.237 | -0.0067 | -1.6683
191 | [35 empty] | 0 | 0 | 0.1 |  |  | 0 | 0 | 0.1 | [37 empty] | 0 | 0 | 0 | -0.0047 | -1.1703 | 0.0032 | 0.7968 | -0.0027 | -0.6723 | 0.0012 | 0.2988 | 0.0146 | 3.6354 | -0.013 | -3.237 | -0.0067 | -1.6683 | -0.013 | -3.237 | -0.0067 | -1.6683
192 | [35 empty] | 0 | 0 | 0.1 |  |  | 0 | 0 | 0.1 | [37 empty] | 0 | 0 | 0 | -0.0047 | -1.1703 | 0.0032 | 0.7968 | -0.0027 | -0.6723 | 0.0012 | 0.2988 | 0.0146 | 3.6354 | -0.013 | -3.237 | -0.0067 | -1.6683 | -0.013 | -3.237 | -0.0067 | -1.6683
193 | [35 empty] | 0 | 0 | 0.1 |  |  | 0 | 0 | 0.1 | [37 empty] | 0 | 0 | 0 | -0.0047 | -1.1703 | 0.0032 | 0.7968 | -0.0027 | -0.6723 | 0.0012 | 0.2988 | 0.0146 | 3.6354 | -0.013 | -3.237 | -0.0067 | -1.6683 | -0.013 | -3.237 | -0.0067 | -1.6683
194 | [35 empty] | 0 | 0 | 0.1 |  |  | 0 | 0 | 0.1 | [37 empty] | 0 | 0 | 0 | -0.0047 | -1.1703 | 0.0032 | 0.7968 | -0.0027 | -0.6723 | 0.0012 | 0.2988 | 0.0146 | 3.6354 | -0.013 | -3.237 | -0.0067 | -1.6683 | -0.013 | -3.237 | -0.0067 | -1.6683
195 | [35 empty] | 0 | 0 | 0.1 |  |  | 0 | 0 | 0.1 | [37 empty] | 0 | 0 | 0 | -0.0047 | -1.1703 | 0.0032 | 0.7968 | -0.0027 | -0.6723 | 0.0012 | 0.2988 | 0.0146 | 3.6354 | -0.013 | -3.237 | -0.0067 | -1.6683 | -0.013 | -3.237 | -0.0067 | -1.6683
196 | [35 empty] | 0 | 0 | 0.1 |  |  | 0 | 0 | 0.1 | [37 empty] | 0 | 0 | 0 | -0.0047 | -1.1703 | 0.0032 | 0.7968 | -0.0027 | -0.6723 | 0.0012 | 0.2988 | 0.0146 | 3.6354 | -0.013 | -3.237 | -0.0067 | -1.6683 | -0.013 | -3.237 | -0.0067 | -1.6683
197 | [35 empty] | 0 | 0 | 0.1 |  |  | 0 | 0 | 0.1 | [37 empty] | 0 | 0 | 0 | -0.0047 | -1.1703 | 0.0032 | 0.7968 | -0.0027 | -0.6723 | 0.0012 | 0.2988 | 0.0146 | 3.6354 | -0.013 | -3.237 | -0.0067 | -1.6683 | -0.013 | -3.237 | -0.0067 | -1.6683
198 | [35 empty] | 0 | 0 | 0.1 |  |  | 0 | 0 | 0.1 | [37 empty] | 0 | 0 | 0 | -0.0047 | -1.1703 | 0.0032 | 0.7968 | -0.0027 | -0.6723 | 0.0012 | 0.2988 | 0.0146 | 3.6354 | -0.013 | -3.237 | -0.0067 | -1.6683 | -0.013 | -3.237 | -0.0067 | -1.6683
199 | [35 empty] | 0 | 0 | 0.1 |  |  | 0 | 0 | 0.1 | [37 empty] | 0 | 0 | 0 | -0.0047 | -1.1703 | 0.0032 | 0.7968 | -0.0027 | -0.6723 | 0.0012 | 0.2988 | 0.0146 | 3.6354 | -0.013 | -3.237 | -0.0067 | -1.6683 | -0.013 | -3.237 | -0.0067 | -1.6683
200 | [35 empty] | 0 | 0 | 0.1 |  |  | 0 | 0 | 0.1 | [37 empty] | 0 | 0 | 0 | -0.0047 | -1.1703 | 0.0032 | 0.7968 | -0.0027 | -0.6723 | 0.0012 | 0.2988 | 0.0146 | 3.6354 | -0.013 | -3.237 | -0.0067 | -1.6683 | -0.013 | -3.237 | -0.0067 | -1.6683
201 | [35 empty] | 0 | 0 | 0.1 |  |  | 0 | 0 | 0.1 | [37 empty] | 0 | 0 | 0 | -0.0047 | -1.1703 | 0.0032 | 0.7968 | -0.0027 | -0.6723 | 0.0012 | 0.2988 | 0.0146 | 3.6354 | -0.013 | -3.237 | -0.0067 | -1.6683 | -0.013 | -3.237 | -0.0067 | -1.6683
202 | [35 empty] | 0 | 0 | 0.1 |  |  | 0 | 0 | 0.1 | [37 empty] | 0 | 0 | 0 | -0.0047 | -1.1703 | 0.0032 | 0.7968 | -0.0027 | -0.6723 | 0.0012 | 0.2988 | 0.0146 | 3.6354 | -0.013 | -3.237 | -0.0067 | -1.6683 | -0.013 | -3.237 | -0.0067 | -1.6683
203 | [35 empty] | 0 | 0 | 0.1 |  |  | 0 | 0 | 0.1 | [37 empty] | 0 | 0 | 0 | -0.0047 | -1.1703 | 0.0032 | 0.7968 | -0.0027 | -0.6723 | 0.0012 | 0.2988 | 0.0146 | 3.6354 | -0.013 | -3.237 | -0.0067 | -1.6683 | -0.013 | -3.237 | -0.0067 | -1.6683
204 | [35 empty] | 0 | 0 | 0.1 |  |  | 0 | 0 | 0.1 | [37 empty] | 0 | 0 | 0 | -0.0047 | -1.1703 | 0.0032 | 0.7968 | -0.0027 | -0.6723 | 0.0012 | 0.2988 | 0.0146 | 3.6354 | -0.013 | -3.237 | -0.0067 | -1.6683 | -0.013 | -3.237 | -0.0067 | -1.6683
205 | [35 empty] | 0 | 0 | 0.1 |  |  | 0 | 0 | 0.1 | [37 empty] | 0 | 0 | 0 | -0.0047 | -1.1703 | 0.0032 | 0.7968 | -0.0027 | -0.6723 | 0.0012 | 0.2988 | 0.0146 | 3.6354 | -0.013 | -3.237 | -0.0067 | -1.6683 | -0.013 | -3.237 | -0.0067 | -1.6683
206 | [35 empty] | 0 | 0 | 0.1 |  |  | 0 | 0 | 0.1 | [37 empty] | 0 | 0 | 0 | -0.0047 | -1.1703 | 0.0032 | 0.7968 | -0.0027 | -0.6723 | 0.0012 | 0.2988 | 0.0146 | 3.6354 | -0.013 | -3.237 | -0.0067 | -1.6683 | -0.013 | -3.237 | -0.0067 | -1.6683
207 | [35 empty] | 0 | 0 | 0.1 |  |  | 0 | 0 | 0.1 | [37 empty] | 0 | 0 | 0 | -0.0047 | -1.1703 | 0.0032 | 0.7968 | -0.0027 | -0.6723 | 0.0012 | 0.2988 | 0.0146 | 3.6354 | -0.013 | -3.237 | -0.0067 | -1.6683 | -0.013 | -3.237 | -0.0067 | -1.6683
208 | [35 empty] | 0 | 0 | 0.1 |  |  | 0 | 0 | 0.1 | [37 empty] | 0 | 0 | 0 | -0.0047 | -1.1703 | 0.0032 | 0.7968 | -0.0027 | -0.6723 | 0.0012 | 0.2988 | 0.0146 | 3.6354 | -0.013 | -3.237 | -0.0067 | -1.6683 | -0.013 | -3.237 | -0.0067 | -1.6683
209 | [35 empty] | 0 | 0 | 0.1 |  |  | 0 | 0 | 0.1 | [37 empty] | 0 | 0 | 0 | -0.0047 | -1.1703 | 0.0032 | 0.7968 | -0.0027 | -0.6723 | 0.0012 | 0.2988 | 0.0146 | 3.6354 | -0.013 | -3.237 | -0.0067 | -1.6683 | -0.013 | -3.237 | -0.0067 | -1.6683
210 | [35 empty] | 0 | 0 | 0.1 |  |  | 0 | 0 | 0.1 | [37 empty] | 0 | 0 | 0 | -0.0047 | -1.1703 | 0.0032 | 0.7968 | -0.0027 | -0.6723 | 0.0012 | 0.2988 | 0.0146 | 3.6354 | -0.013 | -3.237 | -0.0067 | -1.6683 | -0.013 | -3.237 | -0.0067 | -1.6683
211 | [35 empty] | 0 | 0 | 0.1 |  |  | 0 | 0 | 0.1 | [37 empty] | 0 | 0 | 0 | -0.0047 | -1.1703 | 0.0032 | 0.7968 | -0.0027 | -0.6723 | 0.0012 | 0.2988 | 0.0146 | 3.6354 | -0.013 | -3.237 | -0.0067 | -1.6683 | -0.013 | -3.237 | -0.0067 | -1.6683
212 | [35 empty] | 0 | 0 | 0.1 |  |  | 0 | 0 | 0.1 | [37 empty] | 0 | 0 | 0 | -0.0047 | -1.1703 | 0.0032 | 0.7968 | -0.0027 | -0.6723 | 0.0012 | 0.2988 | 0.0146 | 3.6354 | -0.013 | -3.237 | -0.0067 | -1.6683 | -0.013 | -3.237 | -0.0067 | -1.6683
213 | [35 empty] | 0 | 0 | 0.1 |  |  | 0 | 0 | 0.1 | [37 empty] | 0 | 0 | 0 | -0.0047 | -1.1703 | 0.0032 | 0.7968 | -0.0027 | -0.6723 | 0.0012 | 0.2988 | 0.0146 | 3.6354 | -0.013 | -3.237 | -0.0067 | -1.6683 | -0.013 | -3.237 | -0.0067 | -1.6683
214 | [35 empty] | 0 | 0 | 0.1 |  |  | 0 | 0 | 0.1 | [37 empty] | 0 | 0 | 0 | -0.0047 | -1.1703 | 0.0032 | 0.7968 | -0.0027 | -0.6723 | 0.0012 | 0.2988 | 0.0146 | 3.6354 | -0.013 | -3.237 | -0.0067 | -1.6683 | -0.013 | -3.237 | -0.0067 | -1.6683
215 | [35 empty] | 0 | 0 | 0.1 |  |  | 0 | 0 | 0.1 | [37 empty] | 0 | 0 | 0 | -0.0047 | -1.1703 | 0.0032 | 0.7968 | -0.0027 | -0.6723 | 0.0012 | 0.2988 | 0.0146 | 3.6354 | -0.013 | -3.237 | -0.0067 | -1.6683 | -0.013 | -3.237 | -0.0067 | -1.6683
216 | [35 empty] | 0 | 0 | 0.1 |  |  | 0 | 0 | 0.1 | [37 empty] | 0 | 0 | 0 | -0.0047 | -1.1703 | 0.0032 | 0.7968 | -0.0027 | -0.6723 | 0.0012 | 0.2988 | 0.0146 | 3.6354 | -0.013 | -3.237 | -0.0067 | -1.6683 | -0.013 | -3.237 | -0.0067 | -1.6683
217 | [35 empty] | 0 | 0 | 0.1 |  |  | 0 | 0 | 0.1 | [37 empty] | 0 | 0 | 0 | -0.0047 | -1.1703 | 0.0032 | 0.7968 | -0.0027 | -0.6723 | 0.0012 | 0.2988 | 0.0146 | 3.6354 | -0.013 | -3.237 | -0.0067 | -1.6683 | -0.013 | -3.237 | -0.0067 | -1.6683
218 | [35 empty] | 0 | 0 | 0.1 |  |  | 0 | 0 | 0.1 | [37 empty] | 0 | 0 | 0 | -0.0047 | -1.1703 | 0.0032 | 0.7968 | -0.0027 | -0.6723 | 0.0012 | 0.2988 | 0.0146 | 3.6354 | -0.013 | -3.237 | -0.0067 | -1.6683 | -0.013 | -3.237 | -0.0067 | -1.6683
219 | [35 empty] | 0 | 0 | 0.1 |  |  | 0 | 0 | 0.1 | [37 empty] | 0 | 0 | 0 | -0.0047 | -1.1703 | 0.0032 | 0.7968 | -0.0027 | -0.6723 | 0.0012 | 0.2988 | 0.0146 | 3.6354 | -0.013 | -3.237 | -0.0067 | -1.6683 | -0.013 | -3.237 | -0.0067 | -1.6683
220 | [35 empty] | 0 | 0 | 0.1 |  |  | 0 | 0 | 0.1 | [37 empty] | 0 | 0 | 0 | -0.0047 | -1.1703 | 0.0032 | 0.7968 | -0.0027 | -0.6723 | 0.0012 | 0.2988 | 0.0146 | 3.6354 | -0.013 | -3.237 | -0.0067 | -1.6683 | -0.013 | -3.237 | -0.0067 | -1.6683
221 | [35 empty] | 0 | 0 | 0.1 |  |  | 0 | 0 | 0.1 | [37 empty] | 0 | 0 | 0 | -0.0047 | -1.1703 | 0.0032 | 0.7968 | -0.0027 | -0.6723 | 0.0012 | 0.2988 | 0.0146 | 3.6354 | -0.013 | -3.237 | -0.0067 | -1.6683 | -0.013 | -3.237 | -0.0067 | -1.6683
222 | [35 empty] | 0 | 0 | 0.1 |  |  | 0 | 0 | 0.1 | [37 empty] | 0 | 0 | 0 | -0.0047 | -1.1703 | 0.0032 | 0.7968 | -0.0027 | -0.6723 | 0.0012 | 0.2988 | 0.0146 | 3.6354 | -0.013 | -3.237 | -0.0067 | -1.6683 | -0.013 | -3.237 | -0.0067 | -1.6683
223 | [35 empty] | 0 | 0 | 0.1 |  |  | 0 | 0 | 0.1 | [37 empty] | 0 | 0 | 0 | -0.0047 | -1.1703 | 0.0032 | 0.7968 | -0.0027 | -0.6723 | 0.0012 | 0.2988 | 0.0146 | 3.6354 | -0.013 | -3.237 | -0.0067 | -1.6683 | -0.013 | -3.237 | -0.0067 | -1.6683
224 | [35 empty] | 0 | 0 | 0.1 |  |  | 0 | 0 | 0.1 | [37 empty] | 0 | 0 | 0 | -0.0047 | -1.1703 | 0.0032 | 0.7968 | -0.0027 | -0.6723 | 0.0012 | 0.2988 | 0.0146 | 3.6354 | -0.013 | -3.237 | -0.0067 | -1.6683 | -0.013 | -3.237 | -0.0067 | -1.6683
225 | [35 empty] | 0 | 0 | 0.1 |  |  | 0 | 0 | 0.1 | [37 empty] | 0 | 0 | 0 | -0.0047 | -1.1703 | 0.0032 | 0.7968 | -0.0027 | -0.6723 | 0.0012 | 0.2988 | 0.0146 | 3.6354 | -0.013 | -3.237 | -0.0067 | -1.6683 | -0.013 | -3.237 | -0.0067 | -1.6683
226 | [35 empty] | 0 | 0 | 0.1 |  |  | 0 | 0 | 0.1 | [37 empty] | 0 | 0 | 0 | -0.0047 | -1.1703 | 0.0032 | 0.7968 | -0.0027 | -0.6723 | 0.0012 | 0.2988 | 0.0146 | 3.6354 | -0.013 | -3.237 | -0.0067 | -1.6683 | -0.013 | -3.237 | -0.0067 | -1.6683
227 | [35 empty] | 0 | 0 | 0.1 |  |  | 0 | 0 | 0.1 | [37 empty] | 0 | 0 | 0 | -0.0047 | -1.1703 | 0.0032 | 0.7968 | -0.0027 | -0.6723 | 0.0012 | 0.2988 | 0.0146 | 3.6354 | -0.013 | -3.237 | -0.0067 | -1.6683 | -0.013 | -3.237 | -0.0067 | -1.6683
228 | [35 empty] | 0 | 0 | 0.1 |  |  | 0 | 0 | 0.1 | [37 empty] | 0 | 0 | 0 | -0.0047 | -1.1703 | 0.0032 | 0.7968 | -0.0027 | -0.6723 | 0.0012 | 0.2988 | 0.0146 | 3.6354 | -0.013 | -3.237 | -0.0067 | -1.6683 | -0.013 | -3.237 | -0.0067 | -1.6683
229 | [35 empty] | 0 | 0 | 0.1 |  |  | 0 | 0 | 0.1 | [37 empty] | 0 | 0 | 0 | -0.0047 | -1.1703 | 0.0032 | 0.7968 | -0.0027 | -0.6723 | 0.0012 | 0.2988 | 0.0146 | 3.6354 | -0.013 | -3.237 | -0.0067 | -1.6683 | -0.013 | -3.237 | -0.0067 | -1.6683
230 | [35 empty] | 0 | 0 | 0.1 |  |  | 0 | 0 | 0.1 | [37 empty] | 0 | 0 | 0 | -0.0047 | -1.1703 | 0.0032 | 0.7968 | -0.0027 | -0.6723 | 0.0012 | 0.2988 | 0.0146 | 3.6354 | -0.013 | -3.237 | -0.0067 | -1.6683 | -0.013 | -3.237 | -0.0067 | -1.6683
231 | [35 empty] | 0 | 0 | 0.1 |  |  | 0 | 0 | 0.1 | [37 empty] | 0 | 0 | 0 | -0.0047 | -1.1703 | 0.0032 | 0.7968 | -0.0027 | -0.6723 | 0.0012 | 0.2988 | 0.0146 | 3.6354 | -0.013 | -3.237 | -0.0067 | -1.6683 | -0.013 | -3.237 | -0.0067 | -1.6683
232 | [35 empty] | 0 | 0 | 0.1 |  |  | 0 | 0 | 0.1 | [37 empty] | 0 | 0 | 0 | -0.0047 | -1.1703 | 0.0032 | 0.7968 | -0.0027 | -0.6723 | 0.0012 | 0.2988 | 0.0146 | 3.6354 | -0.013 | -3.237 | -0.0067 | -1.6683 | -0.013 | -3.237 | -0.0067 | -1.6683
233 | [35 empty] | 0 | 0 | 0.1 |  |  | 0 | 0 | 0.1 | [37 empty] | 0 | 0 | 0 | -0.0047 | -1.1703 | 0.0032 | 0.7968 | -0.0027 | -0.6723 | 0.0012 | 0.2988 | 0.0146 | 3.6354 | -0.013 | -3.237 | -0.0067 | -1.6683 | -0.013 | -3.237 | -0.0067 | -1.6683
234 | [35 empty] | 0 | 0 | 0.1 |  |  | 0 | 0 | 0.1 | [37 empty] | 0 | 0 | 0 | -0.0047 | -1.1703 | 0.0032 | 0.7968 | -0.0027 | -0.6723 | 0.0012 | 0.2988 | 0.0146 | 3.6354 | -0.013 | -3.237 | -0.0067 | -1.6683 | -0.013 | -3.237 | -0.0067 | -1.6683
235 | [35 empty] | 0 | 0 | 0.1 |  |  | 0 | 0 | 0.1 | [37 empty] | 0 | 0 | 0 | -0.0047 | -1.1703 | 0.0032 | 0.7968 | -0.0027 | -0.6723 | 0.0012 | 0.2988 | 0.0146 | 3.6354 | -0.013 | -3.237 | -0.0067 | -1.6683 | -0.013 | -3.237 | -0.0067 | -1.6683
236 | [35 empty] | 0 | 0 | 0.1 |  |  | 0 | 0 | 0.1 | [37 empty] | 0 | 0 | 0 | -0.0047 | -1.1703 | 0.0032 | 0.7968 | -0.0027 | -0.6723 | 0.0012 | 0.2988 | 0.0146 | 3.6354 | -0.013 | -3.237 | -0.0067 | -1.6683 | -0.013 | -3.237 | -0.0067 | -1.6683
237 | [35 empty] | 0 | 0 | 0.1 |  |  | 0 | 0 | 0.1 | [37 empty] | 0 | 0 | 0 | -0.0047 | -1.1703 | 0.0032 | 0.7968 | -0.0027 | -0.6723 | 0.0012 | 0.2988 | 0.0146 | 3.6354 | -0.013 | -3.237 | -0.0067 | -1.6683 | -0.013 | -3.237 | -0.0067 | -1.6683
238 | [35 empty] | 0 | 0 | 0.1 |  |  | 0 | 0 | 0.1 | [37 empty] | 0 | 0 | 0 | -0.0047 | -1.1703 | 0.0032 | 0.7968 | -0.0027 | -0.6723 | 0.0012 | 0.2988 | 0.0146 | 3.6354 | -0.013 | -3.237 | -0.0067 | -1.6683 | -0.013 | -3.237 | -0.0067 | -1.6683
239 | [35 empty] | 0 | 0 | 0.1 |  |  | 0 | 0 | 0.1 | [37 empty] | 0 | 0 | 0 | -0.0047 | -1.1703 | 0.0032 | 0.7968 | -0.0027 | -0.6723 | 0.0012 | 0.2988 | 0.0146 | 3.6354 | -0.013 | -3.237 | -0.0067 | -1.6683 | -0.013 | -3.237 | -0.0067 | -1.6683
240 | [35 empty] | 0 | 0 | 0.1 |  |  | 0 | 0 | 0.1 | [37 empty] | 0 | 0 | 0 | -0.0047 | -1.1703 | 0.0032 | 0.7968 | -0.0027 | -0.6723 | 0.0012 | 0.2988 | 0.0146 | 3.6354 | -0.013 | -3.237 | -0.0067 | -1.6683 | -0.013 | -3.237 | -0.0067 | -1.6683
241 | [35 empty] | 0 | 0 | 0.1 |  |  | 0 | 0 | 0.1 | [37 empty] | 0 | 0 | 0 | -0.0047 | -1.1703 | 0.0032 | 0.7968 | -0.0027 | -0.6723 | 0.0012 | 0.2988 | 0.0146 | 3.6354 | -0.013 | -3.237 | -0.0067 | -1.6683 | -0.013 | -3.237 | -0.0067 | -1.6683
242 | [35 empty] | 0 | 0 | 0.1 |  |  | 0 | 0 | 0.1 | [37 empty] | 0 | 0 | 0 | -0.0047 | -1.1703 | 0.0032 | 0.7968 | -0.0027 | -0.6723 | 0.0012 | 0.2988 | 0.0146 | 3.6354 | -0.013 | -3.237 | -0.0067 | -1.6683 | -0.013 | -3.237 | -0.0067 | -1.6683
243 | [35 empty] | 0 | 0 | 0.1 |  |  | 0 | 0 | 0.1 | [37 empty] | 0 | 0 | 0 | -0.0047 | -1.1703 | 0.0032 | 0.7968 | -0.0027 | -0.6723 | 0.0012 | 0.2988 | 0.0146 | 3.6354 | -0.013 | -3.237 | -0.0067 | -1.6683 | -0.013 | -3.237 | -0.0067 | -1.6683
244 | [35 empty] | 0 | 0 | 0.1 |  |  | 0 | 0 | 0.1 | [37 empty] | 0 | 0 | 0 | -0.0047 | -1.1703 | 0.0032 | 0.7968 | -0.0027 | -0.6723 | 0.0012 | 0.2988 | 0.0146 | 3.6354 | -0.013 | -3.237 | -0.0067 | -1.6683 | -0.013 | -3.237 | -0.0067 | -1.6683
245 | [35 empty] | 0 | 0 | 0.1 |  |  | 0 | 0 | 0.1 | [37 empty] | 0 | 0 | 0 | -0.0047 | -1.1703 | 0.0032 | 0.7968 | -0.0027 | -0.6723 | 0.0012 | 0.2988 | 0.0146 | 3.6354 | -0.013 | -3.237 | -0.0067 | -1.6683 | -0.013 | -3.237 | -0.0067 | -1.6683
246 | [35 empty] | 0 | 0 | 0.1 |  |  | 0 | 0 | 0.1 | [37 empty] | 0 | 0 | 0 | -0.0047 | -1.1703 | 0.0032 | 0.7968 | -0.0027 | -0.6723 | 0.0012 | 0.2988 | 0.0146 | 3.6354 | -0.013 | -3.237 | -0.0067 | -1.6683 | -0.013 | -3.237 | -0.0067 | -1.6683
247 | [35 empty] | 0 | 0 | 0.1 |  |  | 0 | 0 | 0.1 | [37 empty] | 0 | 0 | 0 | -0.0047 | -1.1703 | 0.0032 | 0.7968 | -0.0027 | -0.6723 | 0.0012 | 0.2988 | 0.0146 | 3.6354 | -0.013 | -3.237 | -0.0067 | -1.6683 | -0.013 | -3.237 | -0.0067 | -1.6683
248 | [35 empty] | 0 | 0 | 0.1 |  |  | 0 | 0 | 0.1 | [37 empty] | 0 | 0 | 0 | -0.0047 | -1.1703 | 0.0032 | 0.7968 | -0.0027 | -0.6723 | 0.0012 | 0.2988 | 0.0146 | 3.6354 | -0.013 | -3.237 | -0.0067 | -1.6683 | -0.013 | -3.237 | -0.0067 | -1.6683
249 | [35 empty] | 0 | 0 | 0.1 |  |  | 0 | 0 | 0.1 | [37 empty] | 0 | 0 | 0 | -0.0047 | -1.1703 | 0.0032 | 0.7968 | -0.0027 | -0.6723 | 0.0012 | 0.2988 | 0.0146 | 3.6354 | -0.013 | -3.237 | -0.0067 | -1.6683 | -0.013 | -3.237 | -0.0067 | -1.6683
250 | [35 empty] | 0 | 0 | 0.1 |  |  | 0 | 0 | 0.1 | [37 empty] | 0 | 0 | 0 | -0.0047 | -1.1703 | 0.0032 | 0.7968 | -0.0027 | -0.6723 | 0.0012 | 0.2988 | 0.0146 | 3.6354 | -0.013 | -3.237 | -0.0067 | -1.6683 | -0.013 | -3.237 | -0.0067 | -1.6683
251 | [35 empty] | 0 | 0 | 0.1 |  |  | 0 | 0 | 0.1 | [37 empty] | 0 | 0 | 0 | -0.0047 | -1.1703 | 0.0032 | 0.7968 | -0.0027 | -0.6723 | 0.0012 | 0.2988 | 0.0146 | 3.6354 | -0.013 | -3.237 | -0.0067 | -1.6683 | -0.013 | -3.237 | -0.0067 | -1.6683
252 | [35 empty] | 0 | 0 | 0.1 |  |  | 0 | 0 | 0.1 | [37 empty] | 0 | 0 | 0 | -0.0047 | -1.1703 | 0.0032 | 0.7968 | -0.0027 | -0.6723 | 0.0012 | 0.2988 | 0.0146 | 3.6354 | -0.013 | -3.237 | -0.0067 | -1.6683 | -0.013 | -3.237 | -0.0067 | -1.6683
253 | [35 empty] | 0 | 0 | 0.1 |  |  | 0 | 0 | 0.1 | [37 empty] | 0 | 0 | 0 | -0.0047 | -1.1703 | 0.0032 | 0.7968 | -0.0027 | -0.6723 | 0.0012 | 0.2988 | 0.0146 | 3.6354 | -0.013 | -3.237 | -0.0067 | -1.6683 | -0.013 | -3.237 | -0.0067 | -1.6683
254 | [35 empty] | 0 | 0 | 0.1 |  |  | 0 | 0 | 0.1 | [37 empty] | 0 | 0 | 0 | -0.0047 | -1.1703 | 0.0032 | 0.7968 | -0.0027 | -0.6723 | 0.0012 | 0.2988 | 0.0146 | 3.6354 | -0.013 | -3.237 | -0.0067 | -1.6683 | -0.013 | -3.237 | -0.0067 | -1.6683
255 | [35 empty] | 0 | 0 | 0.1 |  |  | 0 | 0 | 0.1 | [37 empty] | 0 | 0 | 0 | -0.0047 | -1.1703 | 0.0032 | 0.7968 | -0.0027 | -0.6723 | 0.0012 | 0.2988 | 0.0146 | 3.6354 | -0.013 | -3.237 | -0.0067 | -1.6683 | -0.013 | -3.237 | -0.0067 | -1.6683
256 | [35 empty] | 0 | 0 | 0.1 |  |  | 0 | 0 | 0.1 | [37 empty] | 0 | 0 | 0 | -0.0047 | -1.1703 | 0.0032 | 0.7968 | -0.0027 | -0.6723 | 0.0012 | 0.2988 | 0.0146 | 3.6354 | -0.013 | -3.237 | -0.0067 | -1.6683 | -0.013 | -3.237 | -0.0067 | -1.6683
257 | [35 empty] | 0 | 0 | 0.1 |  |  | 0 | 0 | 0.1 | [37 empty] | 0 | 0 | 0 | -0.0047 | -1.1703 | 0.0032 | 0.7968 | -0.0027 | -0.6723 | 0.0012 | 0.2988 | 0.0146 | 3.6354 | -0.013 | -3.237 | -0.0067 | -1.6683 | -0.013 | -3.237 | -0.0067 | -1.6683
258 | [35 empty] | 0 | 0 | 0.1 |  |  | 0 | 0 | 0.1 | [37 empty] | 0 | 0 | 0 | -0.0047 | -1.1703 | 0.0032 | 0.7968 | -0.0027 | -0.6723 | 0.0012 | 0.2988 | 0.0146 | 3.6354 | -0.013 | -3.237 | -0.0067 | -1.6683 | -0.013 | -3.237 | -0.0067 | -1.6683
259 | [35 empty] | 0 | 0 | 0.1 |  |  | 0 | 0 | 0.1 | [37 empty] | 0 | 0 | 0 | -0.0047 | -1.1703 | 0.0032 | 0.7968 | -0.0027 | -0.6723 | 0.0012 | 0.2988 | 0.0146 | 3.6354 | -0.013 | -3.237 | -0.0067 | -1.6683 | -0.013 | -3.237 | -0.0067 | -1.6683
260 | [35 empty] | 0 | 0 | 0.1 |  |  | 0 | 0 | 0.1 | [37 empty] | 0 | 0 | 0 | -0.0047 | -1.1703 | 0.0032 | 0.7968 | -0.0027 | -0.6723 | 0.0012 | 0.2988 | 0.0146 | 3.6354 | -0.013 | -3.237 | -0.0067 | -1.6683 | -0.013 | -3.237 | -0.0067 | -1.6683
261 | [35 empty] | 0 | 0 | 0.1 |  |  | 0 | 0 | 0.1 | [37 empty] | 0 | 0 | 0 | -0.0047 | -1.1703 | 0.0032 | 0.7968 | -0.0027 | -0.6723 | 0.0012 | 0.2988 | 0.0146 | 3.6354 | -0.013 | -3.237 | -0.0067 | -1.6683 | -0.013 | -3.237 | -0.0067 | -1.6683
262 | [35 empty] | 0 | 0 | 0.1 |  |  | 0 | 0 | 0.1 | [37 empty] | 0 | 0 | 0 | -0.0047 | -1.1703 | 0.0032 | 0.7968 | -0.0027 | -0.6723 | 0.0012 | 0.2988 | 0.0146 | 3.6354 | -0.013 | -3.237 | -0.0067 | -1.6683 | -0.013 | -3.237 | -0.0067 | -1.6683
263 | [35 empty] | 0 | 0 | 0.1 |  |  | 0 | 0 | 0.1 | [37 empty] | 0 | 0 | 0 | -0.0047 | -1.1703 | 0.0032 | 0.7968 | -0.0027 | -0.6723 | 0.0012 | 0.2988 | 0.0146 | 3.6354 | -0.013 | -3.237 | -0.0067 | -1.6683 | -0.013 | -3.237 | -0.0067 | -1.6683
264 | [35 empty] | 0 | 0 | 0.1 |  |  | 0 | 0 | 0.1 | [37 empty] | 0 | 0 | 0 | -0.0047 | -1.1703 | 0.0032 | 0.7968 | -0.0027 | -0.6723 | 0.0012 | 0.2988 | 0.0146 | 3.6354 | -0.013 | -3.237 | -0.0067 | -1.6683 | -0.013 | -3.237 | -0.0067 | -1.6683
265 | [35 empty] | 0 | 0 | 0.1 |  |  | 0 | 0 | 0.1 | [37 empty] | 0 | 0 | 0 | -0.0047 | -1.1703 | 0.0032 | 0.7968 | -0.0027 | -0.6723 | 0.0012 | 0.2988 | 0.0146 | 3.6354 | -0.013 | -3.237 | -0.0067 | -1.6683 | -0.013 | -3.237 | -0.0067 | -1.6683
266 | [35 empty] | 0 | 0 | 0.1 |  |  | 0 | 0 | 0.1 | [37 empty] | 0 | 0 | 0 | -0.0047 | -1.1703 | 0.0032 | 0.7968 | -0.0027 | -0.6723 | 0.0012 | 0.2988 | 0.0146 | 3.6354 | -0.013 | -3.237 | -0.0067 | -1.6683 | -0.013 | -3.237 | -0.0067 | -1.6683
267 | [35 empty] | 0 | 0 | 0.1 |  |  | 0 | 0 | 0.1 | [37 empty] | 0 | 0 | 0 | -0.0047 | -1.1703 | 0.0032 | 0.7968 | -0.0027 | -0.6723 | 0.0012 | 0.2988 | 0.0146 | 3.6354 | -0.013 | -3.237 | -0.0067 | -1.6683 | -0.013 | -3.237 | -0.0067 | -1.6683
268 | [35 empty] | 0 | 0 | 0.1 |  |  | 0 | 0 | 0.1 | [37 empty] | 0 | 0 | 0 | -0.0047 | -1.1703 | 0.0032 | 0.7968 | -0.0027 | -0.6723 | 0.0012 | 0.2988 | 0.0146 | 3.6354 | -0.013 | -3.237 | -0.0067 | -1.6683 | -0.013 | -3.237 | -0.0067 | -1.6683
269 | [35 empty] | 0 | 0 | 0.1 |  |  | 0 | 0 | 0.1 | [37 empty] | 0 | 0 | 0 | -0.0047 | -1.1703 | 0.0032 | 0.7968 | -0.0027 | -0.6723 | 0.0012 | 0.2988 | 0.0146 | 3.6354 | -0.013 | -3.237 | -0.0067 | -1.6683 | -0.013 | -3.237 | -0.0067 | -1.6683
270 | [35 empty] | 0 | 0 | 0.1 |  |  | 0 | 0 | 0.1 | [37 empty] | 0 | 0 | 0 | -0.0047 | -1.1703 | 0.0032 | 0.7968 | -0.0027 | -0.6723 | 0.0012 | 0.2988 | 0.0146 | 3.6354 | -0.013 | -3.237 | -0.0067 | -1.6683 | -0.013 | -3.237 | -0.0067 | -1.6683
271 | [35 empty] | 0 | 0 | 0.1 |  |  | 0 | 0 | 0.1 | [37 empty] | 0 | 0 | 0 | -0.0047 | -1.1703 | 0.0032 | 0.7968 | -0.0027 | -0.6723 | 0.0012 | 0.2988 | 0.0146 | 3.6354 | -0.013 | -3.237 | -0.0067 | -1.6683 | -0.013 | -3.237 | -0.0067 | -1.6683
272 | [35 empty] | 0 | 0 | 0.1 |  |  | 0 | 0 | 0.1 | [37 empty] | 0 | 0 | 0 | -0.0047 | -1.1703 | 0.0032 | 0.7968 | -0.0027 | -0.6723 | 0.0012 | 0.2988 | 0.0146 | 3.6354 | -0.013 | -3.237 | -0.0067 | -1.6683 | -0.013 | -3.237 | -0.0067 | -1.6683
273 | [35 empty] | 0 | 0 | 0.1 |  |  | 0 | 0 | 0.1 | [37 empty] | 0 | 0 | 0 | -0.0047 | -1.1703 | 0.0032 | 0.7968 | -0.0027 | -0.6723 | 0.0012 | 0.2988 | 0.0146 | 3.6354 | -0.013 | -3.237 | -0.0067 | -1.6683 | -0.013 | -3.237 | -0.0067 | -1.6683
274 | [35 empty] | 0 | 0 | 0.1 |  |  | 0 | 0 | 0.1 | [37 empty] | 0 | 0 | 0 | -0.0047 | -1.1703 | 0.0032 | 0.7968 | -0.0027 | -0.6723 | 0.0012 | 0.2988 | 0.0146 | 3.6354 | -0.013 | -3.237 | -0.0067 | -1.6683 | -0.013 | -3.237 | -0.0067 | -1.6683
275 | [35 empty] | 0 | 0 | 0.1 |  |  | 0 | 0 | 0.1 | [37 empty] | 0 | 0 | 0 | -0.0047 | -1.1703 | 0.0032 | 0.7968 | -0.0027 | -0.6723 | 0.0012 | 0.2988 | 0.0146 | 3.6354 | -0.013 | -3.237 | -0.0067 | -1.6683 | -0.013 | -3.237 | -0.0067 | -1.6683
276 | [35 empty] | 0 | 0 | 0.1 |  |  | 0 | 0 | 0.1 | [37 empty] | 0 | 0 | 0 | -0.0047 | -1.1703 | 0.0032 | 0.7968 | -0.0027 | -0.6723 | 0.0012 | 0.2988 | 0.0146 | 3.6354 | -0.013 | -3.237 | -0.0067 | -1.6683 | -0.013 | -3.237 | -0.0067 | -1.6683
277 | [35 empty] | 0 | 0 | 0.1 |  |  | 0 | 0 | 0.1 | [37 empty] | 0 | 0 | 0 | -0.0047 | -1.1703 | 0.0032 | 0.7968 | -0.0027 | -0.6723 | 0.0012 | 0.2988 | 0.0146 | 3.6354 | -0.013 | -3.237 | -0.0067 | -1.6683 | -0.013 | -3.237 | -0.0067 | -1.6683
278 | [35 empty] | 0 | 0 | 0.1 |  |  | 0 | 0 | 0.1 | [37 empty] | 0 | 0 | 0 | -0.0047 | -1.1703 | 0.0032 | 0.7968 | -0.0027 | -0.6723 | 0.0012 | 0.2988 | 0.0146 | 3.6354 | -0.013 | -3.237 | -0.0067 | -1.6683 | -0.013 | -3.237 | -0.0067 | -1.6683
279 | [35 empty] | 0 | 0 | 0.1 |  |  | 0 | 0 | 0.1 | [37 empty] | 0 | 0 | 0 | -0.0047 | -1.1703 | 0.0032 | 0.7968 | -0.0027 | -0.6723 | 0.0012 | 0.2988 | 0.0146 | 3.6354 | -0.013 | -3.237 | -0.0067 | -1.6683 | -0.013 | -3.237 | -0.0067 | -1.6683
280 | [35 empty] | 0 | 0 | 0.1 |  |  | 0 | 0 | 0.1 | [37 empty] | 0 | 0 | 0 | -0.0047 | -1.1703 | 0.0032 | 0.7968 | -0.0027 | -0.6723 | 0.0012 | 0.2988 | 0.0146 | 3.6354 | -0.013 | -3.237 | -0.0067 | -1.6683 | -0.013 | -3.237 | -0.0067 | -1.6683
281 | [35 empty] | 0 | 0 | 0.1 |  |  | 0 | 0 | 0.1 | [37 empty] | 0 | 0 | 0 | -0.0047 | -1.1703 | 0.0032 | 0.7968 | -0.0027 | -0.6723 | 0.0012 | 0.2988 | 0.0146 | 3.6354 | -0.013 | -3.237 | -0.0067 | -1.6683 | -0.013 | -3.237 | -0.0067 | -1.6683
282 | [35 empty] | 0 | 0 | 0.1 |  |  | 0 | 0 | 0.1 | [37 empty] | 0 | 0 | 0 | -0.0047 | -1.1703 | 0.0032 | 0.7968 | -0.0027 | -0.6723 | 0.0012 | 0.2988 | 0.0146 | 3.6354 | -0.013 | -3.237 | -0.0067 | -1.6683 | -0.013 | -3.237 | -0.0067 | -1.6683
283 | [35 empty] | 0 | 0 | 0.1 |  |  | 0 | 0 | 0.1 | [37 empty] | 0 | 0 | 0 | -0.0047 | -1.1703 | 0.0032 | 0.7968 | -0.0027 | -0.6723 | 0.0012 | 0.2988 | 0.0146 | 3.6354 | -0.013 | -3.237 | -0.0067 | -1.6683 | -0.013 | -3.237 | -0.0067 | -1.6683
284 | [35 empty] | 0 | 0 | 0.1 |  |  | 0 | 0 | 0.1 | [37 empty] | 0 | 0 | 0 | -0.0047 | -1.1703 | 0.0032 | 0.7968 | -0.0027 | -0.6723 | 0.0012 | 0.2988 | 0.0146 | 3.6354 | -0.013 | -3.237 | -0.0067 | -1.6683 | -0.013 | -3.237 | -0.0067 | -1.6683
285 | [35 empty] | 0 | 0 | 0.1 |  |  | 0 | 0 | 0.1 | [37 empty] | 0 | 0 | 0 | -0.0047 | -1.1703 | 0.0032 | 0.7968 | -0.0027 | -0.6723 | 0.0012 | 0.2988 | 0.0146 | 3.6354 | -0.013 | -3.237 | -0.0067 | -1.6683 | -0.013 | -3.237 | -0.0067 | -1.6683
286 | [35 empty] | 0 | 0 | 0.1 |  |  | 0 | 0 | 0.1 | [37 empty] | 0 | 0 | 0 | -0.0047 | -1.1703 | 0.0032 | 0.7968 | -0.0027 | -0.6723 | 0.0012 | 0.2988 | 0.0146 | 3.6354 | -0.013 | -3.237 | -0.0067 | -1.6683 | -0.013 | -3.237 | -0.0067 | -1.6683
287 | [35 empty] | 0 | 0 | 0.1 |  |  | 0 | 0 | 0.1 | [37 empty] | 0 | 0 | 0 | -0.0047 | -1.1703 | 0.0032 | 0.7968 | -0.0027 | -0.6723 | 0.0012 | 0.2988 | 0.0146 | 3.6354 | -0.013 | -3.237 | -0.0067 | -1.6683 | -0.013 | -3.237 | -0.0067 | -1.6683
288 | [35 empty] | 0 | 0 | 0.1 |  |  | 0 | 0 | 0.1 | [37 empty] | 0 | 0 | 0 | -0.0047 | -1.1703 | 0.0032 | 0.7968 | -0.0027 | -0.6723 | 0.0012 | 0.2988 | 0.0146 | 3.6354 | -0.013 | -3.237 | -0.0067 | -1.6683 | -0.013 | -3.237 | -0.0067 | -1.6683
289 | [35 empty] | 0 | 0 | 0.1 |  |  | 0 | 0 | 0.1 | [37 empty] | 0 | 0 | 0 | -0.0047 | -1.1703 | 0.0032 | 0.7968 | -0.0027 | -0.6723 | 0.0012 | 0.2988 | 0.0146 | 3.6354 | -0.013 | -3.237 | -0.0067 | -1.6683 | -0.013 | -3.237 | -0.0067 | -1.6683
290 | [35 empty] | 0 | 0 | 0.1 |  |  | 0 | 0 | 0.1 | [37 empty] | 0 | 0 | 0 | -0.0047 | -1.1703 | 0.0032 | 0.7968 | -0.0027 | -0.6723 | 0.0012 | 0.2988 | 0.0146 | 3.6354 | -0.013 | -3.237 | -0.0067 | -1.6683 | -0.013 | -3.237 | -0.0067 | -1.6683
291 | [35 empty] | 0 | 0 | 0.1 |  |  | 0 | 0 | 0.1 | [37 empty] | 0 | 0 | 0 | -0.0047 | -1.1703 | 0.0032 | 0.7968 | -0.0027 | -0.6723 | 0.0012 | 0.2988 | 0.0146 | 3.6354 | -0.013 | -3.237 | -0.0067 | -1.6683 | -0.013 | -3.237 | -0.0067 | -1.6683
292 | [35 empty] | 0 | 0 | 0.1 |  |  | 0 | 0 | 0.1 | [37 empty] | 0 | 0 | 0 | -0.0047 | -1.1703 | 0.0032 | 0.7968 | -0.0027 | -0.6723 | 0.0012 | 0.2988 | 0.0146 | 3.6354 | -0.013 | -3.237 | -0.0067 | -1.6683 | -0.013 | -3.237 | -0.0067 | -1.6683
293 | [35 empty] | 0 | 0 | 0.1 |  |  | 0 | 0 | 0.1 | [37 empty] | 0 | 0 | 0 | -0.0047 | -1.1703 | 0.0032 | 0.7968 | -0.0027 | -0.6723 | 0.0012 | 0.2988 | 0.0146 | 3.6354 | -0.013 | -3.237 | -0.0067 | -1.6683 | -0.013 | -3.237 | -0.0067 | -1.6683
294 | [35 empty] | 0 | 0 | 0.1 |  |  | 0 | 0 | 0.1 | [37 empty] | 0 | 0 | 0 | -0.0047 | -1.1703 | 0.0032 | 0.7968 | -0.0027 | -0.6723 | 0.0012 | 0.2988 | 0.0146 | 3.6354 | -0.013 | -3.237 | -0.0067 | -1.6683 | -0.013 | -3.237 | -0.0067 | -1.6683
295 | [35 empty] | 0 | 0 | 0.1 |  |  | 0 | 0 | 0.1 | [37 empty] | 0 | 0 | 0 | -0.0047 | -1.1703 | 0.0032 | 0.7968 | -0.0027 | -0.6723 | 0.0012 | 0.2988 | 0.0146 | 3.6354 | -0.013 | -3.237 | -0.0067 | -1.6683 | -0.013 | -3.237 | -0.0067 | -1.6683
296 | [35 empty] | 0 | 0 | 0.1 |  |  | 0 | 0 | 0.1 | [37 empty] | 0 | 0 | 0 | -0.0047 | -1.1703 | 0.0032 | 0.7968 | -0.0027 | -0.6723 | 0.0012 | 0.2988 | 0.0146 | 3.6354 | -0.013 | -3.237 | -0.0067 | -1.6683 | -0.013 | -3.237 | -0.0067 | -1.6683
297 | [35 empty] | 0 | 0 | 0.1 |  |  | 0 | 0 | 0.1 | [37 empty] | 0 | 0 | 0 | -0.0047 | -1.1703 | 0.0032 | 0.7968 | -0.0027 | -0.6723 | 0.0012 | 0.2988 | 0.0146 | 3.6354 | -0.013 | -3.237 | -0.0067 | -1.6683 | -0.013 | -3.237 | -0.0067 | -1.6683
298 | [35 empty] | 0 | 0 | 0.1 |  |  | 0 | 0 | 0.1 | [37 empty] | 0 | 0 | 0 | -0.0047 | -1.1703 | 0.0032 | 0.7968 | -0.0027 | -0.6723 | 0.0012 | 0.2988 | 0.0146 | 3.6354 | -0.013 | -3.237 | -0.0067 | -1.6683 | -0.013 | -3.237 | -0.0067 | -1.6683
299 | [35 empty] | 0 | 0 | 0.1 |  |  | 0 | 0 | 0.1 | [37 empty] | 0 | 0 | 0 | -0.0047 | -1.1703 | 0.0032 | 0.7968 | -0.0027 | -0.6723 | 0.0012 | 0.2988 | 0.0146 | 3.6354 | -0.013 | -3.237 | -0.0067 | -1.6683 | -0.013 | -3.237 | -0.0067 | -1.6683
300 | [35 empty] | 0 | 0 | 0.1 |  |  | 0 | 0 | 0.1 | [37 empty] | 0 | 0 | 0 | -0.0047 | -1.1703 | 0.0032 | 0.7968 | -0.0027 | -0.6723 | 0.0012 | 0.2988 | 0.0146 | 3.6354 | -0.013 | -3.237 | -0.0067 | -1.6683 | -0.013 | -3.237 | -0.0067 | -1.6683
301 | [35 empty] | 0 | 0 | 0.1 |  |  | 0 | 0 | 0.1 | [37 empty] | 0 | 0 | 0 | -0.0047 | -1.1703 | 0.0032 | 0.7968 | -0.0027 | -0.6723 | 0.0012 | 0.2988 | 0.0146 | 3.6354 | -0.013 | -3.237 | -0.0067 | -1.6683 | -0.013 | -3.237 | -0.0067 | -1.6683
302 | [35 empty] | 0 | 0 | 0.1 |  |  | 0 | 0 | 0.1 | [37 empty] | 0 | 0 | 0 | -0.0047 | -1.1703 | 0.0032 | 0.7968 | -0.0027 | -0.6723 | 0.0012 | 0.2988 | 0.0146 | 3.6354 | -0.013 | -3.237 | -0.0067 | -1.6683 | -0.013 | -3.237 | -0.0067 | -1.6683
303 | [35 empty] | 0 | 0 | 0.1 |  |  | 0 | 0 | 0.1 | [37 empty] | 0 | 0 | 0 | -0.0047 | -1.1703 | 0.0032 | 0.7968 | -0.0027 | -0.6723 | 0.0012 | 0.2988 | 0.0146 | 3.6354 | -0.013 | -3.237 | -0.0067 | -1.6683 | -0.013 | -3.237 | -0.0067 | -1.6683
304 | [35 empty] | 0 | 0 | 0.1 |  |  | 0 | 0 | 0.1 | [37 empty] | 0 | 0 | 0 | -0.0047 | -1.1703 | 0.0032 | 0.7968 | -0.0027 | -0.6723 | 0.0012 | 0.2988 | 0.0146 | 3.6354 | -0.013 | -3.237 | -0.0067 | -1.6683 | -0.013 | -3.237 | -0.0067 | -1.6683
305 | [35 empty] | 0 | 0 | 0.1 |  |  | 0 | 0 | 0.1 | [37 empty] | 0 | 0 | 0 | -0.0047 | -1.1703 | 0.0032 | 0.7968 | -0.0027 | -0.6723 | 0.0012 | 0.2988 | 0.0146 | 3.6354 | -0.013 | -3.237 | -0.0067 | -1.6683 | -0.013 | -3.237 | -0.0067 | -1.6683
306 | [35 empty] | 0 | 0 | 0.1 |  |  | 0 | 0 | 0.1 | [37 empty] | 0 | 0 | 0 | -0.0047 | -1.1703 | 0.0032 | 0.7968 | -0.0027 | -0.6723 | 0.0012 | 0.2988 | 0.0146 | 3.6354 | -0.013 | -3.237 | -0.0067 | -1.6683 | -0.013 | -3.237 | -0.0067 | -1.6683
307 | [35 empty] | 0 | 0 | 0.1 |  |  | 0 | 0 | 0.1 | [37 empty] | 0 | 0 | 0 | -0.0047 | -1.1703 | 0.0032 | 0.7968 | -0.0027 | -0.6723 | 0.0012 | 0.2988 | 0.0146 | 3.6354 | -0.013 | -3.237 | -0.0067 | -1.6683 | -0.013 | -3.237 | -0.0067 | -1.6683
308 | [35 empty] | 0 | 0 | 0.1 |  |  | 0 | 0 | 0.1 | [37 empty] | 0 | 0 | 0 | -0.0047 | -1.1703 | 0.0032 | 0.7968 | -0.0027 | -0.6723 | 0.0012 | 0.2988 | 0.0146 | 3.6354 | -0.013 | -3.237 | -0.0067 | -1.6683 | -0.013 | -3.237 | -0.0067 | -1.6683
309 | [35 empty] | 0 | 0 | 0.1 |  |  | 0 | 0 | 0.1 | [37 empty] | 0 | 0 | 0 | -0.0047 | -1.1703 | 0.0032 | 0.7968 | -0.0027 | -0.6723 | 0.0012 | 0.2988 | 0.0146 | 3.6354 | -0.013 | -3.237 | -0.0067 | -1.6683 | -0.013 | -3.237 | -0.0067 | -1.6683
310 | [35 empty] | 0 | 0 | 0.1 |  |  | 0 | 0 | 0.1 | [37 empty] | 0 | 0 | 0 | -0.0047 | -1.1703 | 0.0032 | 0.7968 | -0.0027 | -0.6723 | 0.0012 | 0.2988 | 0.0146 | 3.6354 | -0.013 | -3.237 | -0.0067 | -1.6683 | -0.013 | -3.237 | -0.0067 | -1.6683
311 | [35 empty] | 0 | 0 | 0.1 |  |  | 0 | 0 | 0.1 | [37 empty] | 0 | 0 | 0 | -0.0047 | -1.1703 | 0.0032 | 0.7968 | -0.0027 | -0.6723 | 0.0012 | 0.2988 | 0.0146 | 3.6354 | -0.013 | -3.237 | -0.0067 | -1.6683 | -0.013 | -3.237 | -0.0067 | -1.6683
312 | [35 empty] | 0 | 0 | 0.1 |  |  | 0 | 0 | 0.1 | [37 empty] | 0 | 0 | 0 | -0.0047 | -1.1703 | 0.0032 | 0.7968 | -0.0027 | -0.6723 | 0.0012 | 0.2988 | 0.0146 | 3.6354 | -0.013 | -3.237 | -0.0067 | -1.6683 | -0.013 | -3.237 | -0.0067 | -1.6683
313 | [35 empty] | 0 | 0 | 0.1 |  |  | 0 | 0 | 0.1 | [37 empty] | 0 | 0 | 0 | -0.0047 | -1.1703 | 0.0032 | 0.7968 | -0.0027 | -0.6723 | 0.0012 | 0.2988 | 0.0146 | 3.6354 | -0.013 | -3.237 | -0.0067 | -1.6683 | -0.013 | -3.237 | -0.0067 | -1.6683
314 | [35 empty] | 0 | 0 | 0.1 |  |  | 0 | 0 | 0.1 | [37 empty] | 0 | 0 | 0 | -0.0047 | -1.1703 | 0.0032 | 0.7968 | -0.0027 | -0.6723 | 0.0012 | 0.2988 | 0.0146 | 3.6354 | -0.013 | -3.237 | -0.0067 | -1.6683 | -0.013 | -3.237 | -0.0067 | -1.6683
315 | [35 empty] | 0 | 0 | 0.1 |  |  | 0 | 0 | 0.1 | [37 empty] | 0 | 0 | 0 | -0.0047 | -1.1703 | 0.0032 | 0.7968 | -0.0027 | -0.6723 | 0.0012 | 0.2988 | 0.0146 | 3.6354 | -0.013 | -3.237 | -0.0067 | -1.6683 | -0.013 | -3.237 | -0.0067 | -1.6683
316 | [35 empty] | 0 | 0 | 0.1 |  |  | 0 | 0 | 0.1 | [37 empty] | 0 | 0 | 0 | -0.0047 | -1.1703 | 0.0032 | 0.7968 | -0.0027 | -0.6723 | 0.0012 | 0.2988 | 0.0146 | 3.6354 | -0.013 | -3.237 | -0.0067 | -1.6683 | -0.013 | -3.237 | -0.0067 | -1.6683
317 | [35 empty] | 0 | 0 | 0.1 |  |  | 0 | 0 | 0.1 | [37 empty] | 0 | 0 | 0 | -0.0047 | -1.1703 | 0.0032 | 0.7968 | -0.0027 | -0.6723 | 0.0012 | 0.2988 | 0.0146 | 3.6354 | -0.013 | -3.237 | -0.0067 | -1.6683 | -0.013 | -3.237 | -0.0067 | -1.6683
318 | [35 empty] | 0 | 0 | 0.1 |  |  | 0 | 0 | 0.1 | [37 empty] | 0 | 0 | 0 | -0.0047 | -1.1703 | 0.0032 | 0.7968 | -0.0027 | -0.6723 | 0.0012 | 0.2988 | 0.0146 | 3.6354 | -0.013 | -3.237 | -0.0067 | -1.6683 | -0.013 | -3.237 | -0.0067 | -1.6683
319 | [35 empty] | 0 | 0 | 0.1 |  |  | 0 | 0 | 0.1 | [37 empty] | 0 | 0 | 0 | -0.0047 | -1.1703 | 0.0032 | 0.7968 | -0.0027 | -0.6723 | 0.0012 | 0.2988 | 0.0146 | 3.6354 | -0.013 | -3.237 | -0.0067 | -1.6683 | -0.013 | -3.237 | -0.0067 | -1.6683
320 | [35 empty] | 0 | 0 | 0.1 |  |  | 0 | 0 | 0.1 | [37 empty] | 0 | 0 | 0 | -0.0047 | -1.1703 | 0.0032 | 0.7968 | -0.0027 | -0.6723 | 0.0012 | 0.2988 | 0.0146 | 3.6354 | -0.013 | -3.237 | -0.0067 | -1.6683 | -0.013 | -3.237 | -0.0067 | -1.6683
321 | [35 empty] | 0 | 0 | 0.1 |  |  | 0 | 0 | 0.1 | [37 empty] | 0 | 0 | 0 | -0.0047 | -1.1703 | 0.0032 | 0.7968 | -0.0027 | -0.6723 | 0.0012 | 0.2988 | 0.0146 | 3.6354 | -0.013 | -3.237 | -0.0067 | -1.6683 | -0.013 | -3.237 | -0.0067 | -1.6683
322 | [35 empty] | 0 | 0 | 0.1 |  |  | 0 | 0 | 0.1 | [37 empty] | 0 | 0 | 0 | -0.0047 | -1.1703 | 0.0032 | 0.7968 | -0.0027 | -0.6723 | 0.0012 | 0.2988 | 0.0146 | 3.6354 | -0.013 | -3.237 | -0.0067 | -1.6683 | -0.013 | -3.237 | -0.0067 | -1.6683
323 | [35 empty] | 0 | 0 | 0.1 |  |  | 0 | 0 | 0.1 | [37 empty] | 0 | 0 | 0 | -0.0047 | -1.1703 | 0.0032 | 0.7968 | -0.0027 | -0.6723 | 0.0012 | 0.2988 | 0.0146 | 3.6354 | -0.013 | -3.237 | -0.0067 | -1.6683 | -0.013 | -3.237 | -0.0067 | -1.6683
324 | [35 empty] | 0 | 0 | 0.1 |  |  | 0 | 0 | 0.1 | [37 empty] | 0 | 0 | 0 | -0.0047 | -1.1703 | 0.0032 | 0.7968 | -0.0027 | -0.6723 | 0.0012 | 0.2988 | 0.0146 | 3.6354 | -0.013 | -3.237 | -0.0067 | -1.6683 | -0.013 | -3.237 | -0.0067 | -1.6683
325 | [35 empty] | 0 | 0 | 0.1 |  |  | 0 | 0 | 0.1 | [37 empty] | 0 | 0 | 0 | -0.0047 | -1.1703 | 0.0032 | 0.7968 | -0.0027 | -0.6723 | 0.0012 | 0.2988 | 0.0146 | 3.6354 | -0.013 | -3.237 | -0.0067 | -1.6683 | -0.013 | -3.237 | -0.0067 | -1.6683
326 | [35 empty] | 0 | 0 | 0.1 |  |  | 0 | 0 | 0.1 | [37 empty] | 0 | 0 | 0 | -0.0047 | -1.1703 | 0.0032 | 0.7968 | -0.0027 | -0.6723 | 0.0012 | 0.2988 | 0.0146 | 3.6354 | -0.013 | -3.237 | -0.0067 | -1.6683 | -0.013 | -3.237 | -0.0067 | -1.6683
327 | [35 empty] | 0 | 0 | 0.1 |  |  | 0 | 0 | 0.1 | [37 empty] | 0 | 0 | 0 | -0.0047 | -1.1703 | 0.0032 | 0.7968 | -0.0027 | -0.6723 | 0.0012 | 0.2988 | 0.0146 | 3.6354 | -0.013 | -3.237 | -0.0067 | -1.6683 | -0.013 | -3.237 | -0.0067 | -1.6683
328 | [35 empty] | 0 | 0 | 0.1 |  |  | 0 | 0 | 0.1 | [37 empty] | 0 | 0 | 0 | -0.0047 | -1.1703 | 0.0032 | 0.7968 | -0.0027 | -0.6723 | 0.0012 | 0.2988 | 0.0146 | 3.6354 | -0.013 | -3.237 | -0.0067 | -1.6683 | -0.013 | -3.237 | -0.0067 | -1.6683
329 | [35 empty] | 0 | 0 | 0.1 |  |  | 0 | 0 | 0.1 | [37 empty] | 0 | 0 | 0 | -0.0047 | -1.1703 | 0.0032 | 0.7968 | -0.0027 | -0.6723 | 0.0012 | 0.2988 | 0.0146 | 3.6354 | -0.013 | -3.237 | -0.0067 | -1.6683 | -0.013 | -3.237 | -0.0067 | -1.6683
330 | [35 empty] | 0 | 0 | 0.1 |  |  | 0 | 0 | 0.1 | [37 empty] | 0 | 0 | 0 | -0.0047 | -1.1703 | 0.0032 | 0.7968 | -0.0027 | -0.6723 | 0.0012 | 0.2988 | 0.0146 | 3.6354 | -0.013 | -3.237 | -0.0067 | -1.6683 | -0.013 | -3.237 | -0.0067 | -1.6683
331 | [35 empty] | 0 | 0 | 0.1 |  |  | 0 | 0 | 0.1 | [37 empty] | 0 | 0 | 0 | -0.0047 | -1.1703 | 0.0032 | 0.7968 | -0.0027 | -0.6723 | 0.0012 | 0.2988 | 0.0146 | 3.6354 | -0.013 | -3.237 | -0.0067 | -1.6683 | -0.013 | -3.237 | -0.0067 | -1.6683
332 | [35 empty] | 0 | 0 | 0.1 |  |  | 0 | 0 | 0.1 | [37 empty] | 0 | 0 | 0 | -0.0047 | -1.1703 | 0.0032 | 0.7968 | -0.0027 | -0.6723 | 0.0012 | 0.2988 | 0.0146 | 3.6354 | -0.013 | -3.237 | -0.0067 | -1.6683 | -0.013 | -3.237 | -0.0067 | -1.6683
333 | [35 empty] | 0 | 0 | 0.1 |  |  | 0 | 0 | 0.1 | [37 empty] | 0 | 0 | 0 | -0.0047 | -1.1703 | 0.0032 | 0.7968 | -0.0027 | -0.6723 | 0.0012 | 0.2988 | 0.0146 | 3.6354 | -0.013 | -3.237 | -0.0067 | -1.6683 | -0.013 | -3.237 | -0.0067 | -1.6683
334 | [35 empty] | 0 | 0 | 0.1 |  |  | 0 | 0 | 0.1 | [37 empty] | 0 | 0 | 0 | -0.0047 | -1.1703 | 0.0032 | 0.7968 | -0.0027 | -0.6723 | 0.0012 | 0.2988 | 0.0146 | 3.6354 | -0.013 | -3.237 | -0.0067 | -1.6683 | -0.013 | -3.237 | -0.0067 | -1.6683
335 | [35 empty] | 0 | 0 | 0.1 |  |  | 0 | 0 | 0.1 | [37 empty] | 0 | 0 | 0 | -0.0047 | -1.1703 | 0.0032 | 0.7968 | -0.0027 | -0.6723 | 0.0012 | 0.2988 | 0.0146 | 3.6354 | -0.013 | -3.237 | -0.0067 | -1.6683 | -0.013 | -3.237 | -0.0067 | -1.6683
336 | [35 empty] | 0 | 0 | 0.1 |  |  | 0 | 0 | 0.1 | [37 empty] | 0 | 0 | 0 | -0.0047 | -1.1703 | 0.0032 | 0.7968 | -0.0027 | -0.6723 | 0.0012 | 0.2988 | 0.0146 | 3.6354 | -0.013 | -3.237 | -0.0067 | -1.6683 | -0.013 | -3.237 | -0.0067 | -1.6683
337 | [35 empty] | 0 | 0 | 0.1 |  |  | 0 | 0 | 0.1 | [37 empty] | 0 | 0 | 0 | -0.0047 | -1.1703 | 0.0032 | 0.7968 | -0.0027 | -0.6723 | 0.0012 | 0.2988 | 0.0146 | 3.6354 | -0.013 | -3.237 | -0.0067 | -1.6683 | -0.013 | -3.237 | -0.0067 | -1.6683
338 | [35 empty] | 0 | 0 | 0.1 |  |  | 0 | 0 | 0.1 | [37 empty] | 0 | 0 | 0 | -0.0047 | -1.1703 | 0.0032 | 0.7968 | -0.0027 | -0.6723 | 0.0012 | 0.2988 | 0.0146 | 3.6354 | -0.013 | -3.237 | -0.0067 | -1.6683 | -0.013 | -3.237 | -0.0067 | -1.6683
339 | [35 empty] | 0 | 0 | 0.1 |  |  | 0 | 0 | 0.1 | [37 empty] | 0 | 0 | 0 | -0.0047 | -1.1703 | 0.0032 | 0.7968 | -0.0027 | -0.6723 | 0.0012 | 0.2988 | 0.0146 | 3.6354 | -0.013 | -3.237 | -0.0067 | -1.6683 | -0.013 | -3.237 | -0.0067 | -1.6683
340 | [35 empty] | 0 | 0 | 0.1 |  |  | 0 | 0 | 0.1 | [37 empty] | 0 | 0 | 0 | -0.0047 | -1.1703 | 0.0032 | 0.7968 | -0.0027 | -0.6723 | 0.0012 | 0.2988 | 0.0146 | 3.6354 | -0.013 | -3.237 | -0.0067 | -1.6683 | -0.013 | -3.237 | -0.0067 | -1.6683
341 | [35 empty] | 0 | 0 | 0.1 |  |  | 0 | 0 | 0.1 | [37 empty] | 0 | 0 | 0 | -0.0047 | -1.1703 | 0.0032 | 0.7968 | -0.0027 | -0.6723 | 0.0012 | 0.2988 | 0.0146 | 3.6354 | -0.013 | -3.237 | -0.0067 | -1.6683 | -0.013 | -3.237 | -0.0067 | -1.6683
342 | [35 empty] | 0 | 0 | 0.1 |  |  | 0 | 0 | 0.1 | [37 empty] | 0 | 0 | 0 | -0.0047 | -1.1703 | 0.0032 | 0.7968 | -0.0027 | -0.6723 | 0.0012 | 0.2988 | 0.0146 | 3.6354 | -0.013 | -3.237 | -0.0067 | -1.6683 | -0.013 | -3.237 | -0.0067 | -1.6683
343 | [35 empty] | 0 | 0 | 0.1 |  |  | 0 | 0 | 0.1 | [37 empty] | 0 | 0 | 0 | -0.0047 | -1.1703 | 0.0032 | 0.7968 | -0.0027 | -0.6723 | 0.0012 | 0.2988 | 0.0146 | 3.6354 | -0.013 | -3.237 | -0.0067 | -1.6683 | -0.013 | -3.237 | -0.0067 | -1.6683
344 | [35 empty] | 0 | 0 | 0.1 |  |  | 0 | 0 | 0.1 | [37 empty] | 0 | 0 | 0 | -0.0047 | -1.1703 | 0.0032 | 0.7968 | -0.0027 | -0.6723 | 0.0012 | 0.2988 | 0.0146 | 3.6354 | -0.013 | -3.237 | -0.0067 | -1.6683 | -0.013 | -3.237 | -0.0067 | -1.6683
345 | [35 empty] | 0 | 0 | 0.1 |  |  | 0 | 0 | 0.1 | [37 empty] | 0 | 0 | 0 | -0.0047 | -1.1703 | 0.0032 | 0.7968 | -0.0027 | -0.6723 | 0.0012 | 0.2988 | 0.0146 | 3.6354 | -0.013 | -3.237 | -0.0067 | -1.6683 | -0.013 | -3.237 | -0.0067 | -1.6683
346 | [35 empty] | 0 | 0 | 0.1 |  |  | 0 | 0 | 0.1 | [37 empty] | 0 | 0 | 0 | -0.0047 | -1.1703 | 0.0032 | 0.7968 | -0.0027 | -0.6723 | 0.0012 | 0.2988 | 0.0146 | 3.6354 | -0.013 | -3.237 | -0.0067 | -1.6683 | -0.013 | -3.237 | -0.0067 | -1.6683
347 | [35 empty] | 0 | 0 | 0.1 |  |  | 0 | 0 | 0.1 | [37 empty] | 0 | 0 | 0 | -0.0047 | -1.1703 | 0.0032 | 0.7968 | -0.0027 | -0.6723 | 0.0012 | 0.2988 | 0.0146 | 3.6354 | -0.013 | -3.237 | -0.0067 | -1.6683 | -0.013 | -3.237 | -0.0067 | -1.6683
348 | [35 empty] | 0 | 0 | 0.1 |  |  | 0 | 0 | 0.1 | [37 empty] | 0 | 0 | 0 | -0.0047 | -1.1703 | 0.0032 | 0.7968 | -0.0027 | -0.6723 | 0.0012 | 0.2988 | 0.0146 | 3.6354 | -0.013 | -3.237 | -0.0067 | -1.6683 | -0.013 | -3.237 | -0.0067 | -1.6683
349 | [35 empty] | 0 | 0 | 0.1 |  |  | 0 | 0 | 0.1 | [37 empty] | 0 | 0 | 0 | -0.0047 | -1.1703 | 0.0032 | 0.7968 | -0.0027 | -0.6723 | 0.0012 | 0.2988 | 0.0146 | 3.6354 | -0.013 | -3.237 | -0.0067 | -1.6683 | -0.013 | -3.237 | -0.0067 | -1.6683
350 | [35 empty] | 0 | 0 | 0.1 |  |  | 0 | 0 | 0.1 | [37 empty] | 0 | 0 | 0 | -0.0047 | -1.1703 | 0.0032 | 0.7968 | -0.0027 | -0.6723 | 0.0012 | 0.2988 | 0.0146 | 3.6354 | -0.013 | -3.237 | -0.0067 | -1.6683 | -0.013 | -3.237 | -0.0067 | -1.6683
351 | [35 empty] | 0 | 0 | 0.1 |  |  | 0 | 0 | 0.1 | [37 empty] | 0 | 0 | 0 | -0.0047 | -1.1703 | 0.0032 | 0.7968 | -0.0027 | -0.6723 | 0.0012 | 0.2988 | 0.0146 | 3.6354 | -0.013 | -3.237 | -0.0067 | -1.6683 | -0.013 | -3.237 | -0.0067 | -1.6683
352 | [35 empty] | 0 | 0 | 0.1 |  |  | 0 | 0 | 0.1 | [37 empty] | 0 | 0 | 0 | -0.0047 | -1.1703 | 0.0032 | 0.7968 | -0.0027 | -0.6723 | 0.0012 | 0.2988 | 0.0146 | 3.6354 | -0.013 | -3.237 | -0.0067 | -1.6683 | -0.013 | -3.237 | -0.0067 | -1.6683
353 | [35 empty] | 0 | 0 | 0.1 |  |  | 0 | 0 | 0.1 | [37 empty] | 0 | 0 | 0 | -0.0047 | -1.1703 | 0.0032 | 0.7968 | -0.0027 | -0.6723 | 0.0012 | 0.2988 | 0.0146 | 3.6354 | -0.013 | -3.237 | -0.0067 | -1.6683 | -0.013 | -3.237 | -0.0067 | -1.6683
354 | [35 empty] | 0 | 0 | 0.1 |  |  | 0 | 0 | 0.1 | [37 empty] | 0 | 0 | 0 | -0.0047 | -1.1703 | 0.0032 | 0.7968 | -0.0027 | -0.6723 | 0.0012 | 0.2988 | 0.0146 | 3.6354 | -0.013 | -3.237 | -0.0067 | -1.6683 | -0.013 | -3.237 | -0.0067 | -1.6683
355 | [35 empty] | 0 | 0 | 0.1 |  |  | 0 | 0 | 0.1 | [37 empty] | 0 | 0 | 0 | -0.0047 | -1.1703 | 0.0032 | 0.7968 | -0.0027 | -0.6723 | 0.0012 | 0.2988 | 0.0146 | 3.6354 | -0.013 | -3.237 | -0.0067 | -1.6683 | -0.013 | -3.237 | -0.0067 | -1.6683
356 | [35 empty] | 0 | 0 | 0.1 |  |  | 0 | 0 | 0.1 | [37 empty] | 0 | 0 | 0 | -0.0047 | -1.1703 | 0.0032 | 0.7968 | -0.0027 | -0.6723 | 0.0012 | 0.2988 | 0.0146 | 3.6354 | -0.013 | -3.237 | -0.0067 | -1.6683 | -0.013 | -3.237 | -0.0067 | -1.6683
357 | [35 empty] | 0 | 0 | 0.1 |  |  | 0 | 0 | 0.1 | [37 empty] | 0 | 0 | 0 | -0.0047 | -1.1703 | 0.0032 | 0.7968 | -0.0027 | -0.6723 | 0.0012 | 0.2988 | 0.0146 | 3.6354 | -0.013 | -3.237 | -0.0067 | -1.6683 | -0.013 | -3.237 | -0.0067 | -1.6683
358 | [35 empty] | 0 | 0 | 0.1 |  |  | 0 | 0 | 0.1 | [37 empty] | 0 | 0 | 0 | -0.0047 | -1.1703 | 0.0032 | 0.7968 | -0.0027 | -0.6723 | 0.0012 | 0.2988 | 0.0146 | 3.6354 | -0.013 | -3.237 | -0.0067 | -1.6683 | -0.013 | -3.237 | -0.0067 | -1.6683
359 | [35 empty] | 0 | 0 | 0.1 |  |  | 0 | 0 | 0.1 | [37 empty] | 0 | 0 | 0 | -0.0047 | -1.1703 | 0.0032 | 0.7968 | -0.0027 | -0.6723 | 0.0012 | 0.2988 | 0.0146 | 3.6354 | -0.013 | -3.237 | -0.0067 | -1.6683 | -0.013 | -3.237 | -0.0067 | -1.6683
360 | [35 empty] | 0 | 0 | 0.1 |  |  | 0 | 0 | 0.1 | [37 empty] | 0 | 0 | 0 | -0.0047 | -1.1703 | 0.0032 | 0.7968 | -0.0027 | -0.6723 | 0.0012 | 0.2988 | 0.0146 | 3.6354 | -0.013 | -3.237 | -0.0067 | -1.6683 | -0.013 | -3.237 | -0.0067 | -1.6683
361 | [35 empty] | 0 | 0 | 0.1 |  |  | 0 | 0 | 0.1 | [37 empty] | 0 | 0 | 0 | -0.0047 | -1.1703 | 0.0032 | 0.7968 | -0.0027 | -0.6723 | 0.0012 | 0.2988 | 0.0146 | 3.6354 | -0.013 | -3.237 | -0.0067 | -1.6683 | -0.013 | -3.237 | -0.0067 | -1.6683
362 | [35 empty] | 0 | 0 | 0.1 |  |  | 0 | 0 | 0.1 | [37 empty] | 0 | 0 | 0 | -0.0047 | -1.1703 | 0.0032 | 0.7968 | -0.0027 | -0.6723 | 0.0012 | 0.2988 | 0.0146 | 3.6354 | -0.013 | -3.237 | -0.0067 | -1.6683 | -0.013 | -3.237 | -0.0067 | -1.6683
363 | [35 empty] | 0 | 0 | 0.1 |  |  | 0 | 0 | 0.1 | [37 empty] | 0 | 0 | 0 | -0.0047 | -1.1703 | 0.0032 | 0.7968 | -0.0027 | -0.6723 | 0.0012 | 0.2988 | 0.0146 | 3.6354 | -0.013 | -3.237 | -0.0067 | -1.6683 | -0.013 | -3.237 | -0.0067 | -1.6683
364 | [35 empty] | 0 | 0 | 0.1 |  |  | 0 | 0 | 0.1 | [37 empty] | 0 | 0 | 0 | -0.0047 | -1.1703 | 0.0032 | 0.7968 | -0.0027 | -0.6723 | 0.0012 | 0.2988 | 0.0146 | 3.6354 | -0.013 | -3.237 | -0.0067 | -1.6683 | -0.013 | -3.237 | -0.0067 | -1.6683
365 | [35 empty] | 0 | 0 | 0.1 |  |  | 0 | 0 | 0.1 | [37 empty] | 0 | 0 | 0 | -0.0047 | -1.1703 | 0.0032 | 0.7968 | -0.0027 | -0.6723 | 0.0012 | 0.2988 | 0.0146 | 3.6354 | -0.013 | -3.237 | -0.0067 | -1.6683 | -0.013 | -3.237 | -0.0067 | -1.6683
366 | [35 empty] | 0 | 0 | 0.1 |  |  | 0 | 0 | 0.1 | [37 empty] | 0 | 0 | 0 | -0.0047 | -1.1703 | 0.0032 | 0.7968 | -0.0027 | -0.6723 | 0.0012 | 0.2988 | 0.0146 | 3.6354 | -0.013 | -3.237 | -0.0067 | -1.6683 | -0.013 | -3.237 | -0.0067 | -1.6683
367 | [35 empty] | 0 | 0 | 0.1 |  |  | 0 | 0 | 0.1 | [37 empty] | 0 | 0 | 0 | -0.0047 | -1.1703 | 0.0032 | 0.7968 | -0.0027 | -0.6723 | 0.0012 | 0.2988 | 0.0146 | 3.6354 | -0.013 | -3.237 | -0.0067 | -1.6683 | -0.013 | -3.237 | -0.0067 | -1.6683
368 | [35 empty] | 0 | 0 | 0.1 |  |  | 0 | 0 | 0.1 | [37 empty] | 0 | 0 | 0 | -0.0047 | -1.1703 | 0.0032 | 0.7968 | -0.0027 | -0.6723 | 0.0012 | 0.2988 | 0.0146 | 3.6354 | -0.013 | -3.237 | -0.0067 | -1.6683 | -0.013 | -3.237 | -0.0067 | -1.6683
369 | [35 empty] | 0 | 0 | 0.1 |  |  | 0 | 0 | 0.1 | [37 empty] | 0 | 0 | 0 | -0.0047 | -1.1703 | 0.0032 | 0.7968 | -0.0027 | -0.6723 | 0.0012 | 0.2988 | 0.0146 | 3.6354 | -0.013 | -3.237 | -0.0067 | -1.6683 | -0.013 | -3.237 | -0.0067 | -1.6683
370 | [35 empty] | 0 | 0 | 0.1 |  |  | 0 | 0 | 0.1 | [37 empty] | 0 | 0 | 0 | -0.0047 | -1.1703 | 0.0032 | 0.7968 | -0.0027 | -0.6723 | 0.0012 | 0.2988 | 0.0146 | 3.6354 | -0.013 | -3.237 | -0.0067 | -1.6683 | -0.013 | -3.237 | -0.0067 | -1.6683
371 | [35 empty] | 0 | 0 | 0.1 |  |  | 0 | 0 | 0.1 | [37 empty] | 0 | 0 | 0 | -0.0047 | -1.1703 | 0.0032 | 0.7968 | -0.0027 | -0.6723 | 0.0012 | 0.2988 | 0.0146 | 3.6354 | -0.013 | -3.237 | -0.0067 | -1.6683 | -0.013 | -3.237 | -0.0067 | -1.6683
372 | [35 empty] | 0 | 0 | 0.1 |  |  | 0 | 0 | 0.1 | [37 empty] | 0 | 0 | 0 | -0.0047 | -1.1703 | 0.0032 | 0.7968 | -0.0027 | -0.6723 | 0.0012 | 0.2988 | 0.0146 | 3.6354 | -0.013 | -3.237 | -0.0067 | -1.6683 | -0.013 | -3.237 | -0.0067 | -1.6683
373 | [35 empty] | 0 | 0 | 0.1 |  |  | 0 | 0 | 0.1 | [37 empty] | 0 | 0 | 0 | -0.0047 | -1.1703 | 0.0032 | 0.7968 | -0.0027 | -0.6723 | 0.0012 | 0.2988 | 0.0146 | 3.6354 | -0.013 | -3.237 | -0.0067 | -1.6683 | -0.013 | -3.237 | -0.0067 | -1.6683
374 | [35 empty] | 0 | 0 | 0.1 |  |  | 0 | 0 | 0.1 | [37 empty] | 0 | 0 | 0 | -0.0047 | -1.1703 | 0.0032 | 0.7968 | -0.0027 | -0.6723 | 0.0012 | 0.2988 | 0.0146 | 3.6354 | -0.013 | -3.237 | -0.0067 | -1.6683 | -0.013 | -3.237 | -0.0067 | -1.6683
375 | [35 empty] | 0 | 0 | 0.1 |  |  | 0 | 0 | 0.1 | [37 empty] | 0 | 0 | 0 | -0.0047 | -1.1703 | 0.0032 | 0.7968 | -0.0027 | -0.6723 | 0.0012 | 0.2988 | 0.0146 | 3.6354 | -0.013 | -3.237 | -0.0067 | -1.6683 | -0.013 | -3.237 | -0.0067 | -1.6683
376 | [35 empty] | 0 | 0 | 0.1 |  |  | 0 | 0 | 0.1 | [37 empty] | 0 | 0 | 0 | -0.0047 | -1.1703 | 0.0032 | 0.7968 | -0.0027 | -0.6723 | 0.0012 | 0.2988 | 0.0146 | 3.6354 | -0.013 | -3.237 | -0.0067 | -1.6683 | -0.013 | -3.237 | -0.0067 | -1.6683
377 | [35 empty] | 0 | 0 | 0.1 |  |  | 0 | 0 | 0.1 | [37 empty] | 0 | 0 | 0 | -0.0047 | -1.1703 | 0.0032 | 0.7968 | -0.0027 | -0.6723 | 0.0012 | 0.2988 | 0.0146 | 3.6354 | -0.013 | -3.237 | -0.0067 | -1.6683 | -0.013 | -3.237 | -0.0067 | -1.6683
378 | [35 empty] | 0 | 0 | 0.1 |  |  | 0 | 0 | 0.1 | [37 empty] | 0 | 0 | 0 | -0.0047 | -1.1703 | 0.0032 | 0.7968 | -0.0027 | -0.6723 | 0.0012 | 0.2988 | 0.0146 | 3.6354 | -0.013 | -3.237 | -0.0067 | -1.6683 | -0.013 | -3.237 | -0.0067 | -1.6683
379 | [35 empty] | 0 | 0 | 0.1 |  |  | 0 | 0 | 0.1 | [37 empty] | 0 | 0 | 0 | -0.0047 | -1.1703 | 0.0032 | 0.7968 | -0.0027 | -0.6723 | 0.0012 | 0.2988 | 0.0146 | 3.6354 | -0.013 | -3.237 | -0.0067 | -1.6683 | -0.013 | -3.237 | -0.0067 | -1.6683
380 | [35 empty] | 0 | 0 | 0.1 |  |  | 0 | 0 | 0.1 | [37 empty] | 0 | 0 | 0 | -0.0047 | -1.1703 | 0.0032 | 0.7968 | -0.0027 | -0.6723 | 0.0012 | 0.2988 | 0.0146 | 3.6354 | -0.013 | -3.237 | -0.0067 | -1.6683 | -0.013 | -3.237 | -0.0067 | -1.6683
381 | [35 empty] | 0 | 0 | 0.1 |  |  | 0 | 0 | 0.1 | [37 empty] | 0 | 0 | 0 | -0.0047 | -1.1703 | 0.0032 | 0.7968 | -0.0027 | -0.6723 | 0.0012 | 0.2988 | 0.0146 | 3.6354 | -0.013 | -3.237 | -0.0067 | -1.6683 | -0.013 | -3.237 | -0.0067 | -1.6683
382 | [35 empty] | 0 | 0 | 0.1 |  |  | 0 | 0 | 0.1 | [37 empty] | 0 | 0 | 0 | -0.0047 | -1.1703 | 0.0032 | 0.7968 | -0.0027 | -0.6723 | 0.0012 | 0.2988 | 0.0146 | 3.6354 | -0.013 | -3.237 | -0.0067 | -1.6683 | -0.013 | -3.237 | -0.0067 | -1.6683
383 | [35 empty] | 0 | 0 | 0.1 |  |  | 0 | 0 | 0.1 | [37 empty] | 0 | 0 | 0 | -0.0047 | -1.1703 | 0.0032 | 0.7968 | -0.0027 | -0.6723 | 0.0012 | 0.2988 | 0.0146 | 3.6354 | -0.013 | -3.237 | -0.0067 | -1.6683 | -0.013 | -3.237 | -0.0067 | -1.6683
384 | [35 empty] | 0 | 0 | 0.1 |  |  | 0 | 0 | 0.1 | [37 empty] | 0 | 0 | 0 | -0.0047 | -1.1703 | 0.0032 | 0.7968 | -0.0027 | -0.6723 | 0.0012 | 0.2988 | 0.0146 | 3.6354 | -0.013 | -3.237 | -0.0067 | -1.6683 | -0.013 | -3.237 | -0.0067 | -1.6683
385 | [35 empty] | 0 | 0 | 0.1 |  |  | 0 | 0 | 0.1 | [37 empty] | 0 | 0 | 0 | -0.0047 | -1.1703 | 0.0032 | 0.7968 | -0.0027 | -0.6723 | 0.0012 | 0.2988 | 0.0146 | 3.6354 | -0.013 | -3.237 | -0.0067 | -1.6683 | -0.013 | -3.237 | -0.0067 | -1.6683
386 | [35 empty] | 0 | 0 | 0.1 |  |  | 0 | 0 | 0.1 | [37 empty] | 0 | 0 | 0 | -0.0047 | -1.1703 | 0.0032 | 0.7968 | -0.0027 | -0.6723 | 0.0012 | 0.2988 | 0.0146 | 3.6354 | -0.013 | -3.237 | -0.0067 | -1.6683 | -0.013 | -3.237 | -0.0067 | -1.6683
387 | [35 empty] | 0 | 0 | 0.1 |  |  | 0 | 0 | 0.1 | [37 empty] | 0 | 0 | 0 | -0.0047 | -1.1703 | 0.0032 | 0.7968 | -0.0027 | -0.6723 | 0.0012 | 0.2988 | 0.0146 | 3.6354 | -0.013 | -3.237 | -0.0067 | -1.6683 | -0.013 | -3.237 | -0.0067 | -1.6683
388 | [35 empty] | 0 | 0 | 0.1 |  |  | 0 | 0 | 0.1 | [37 empty] | 0 | 0 | 0 | -0.0047 | -1.1703 | 0.0032 | 0.7968 | -0.0027 | -0.6723 | 0.0012 | 0.2988 | 0.0146 | 3.6354 | -0.013 | -3.237 | -0.0067 | -1.6683 | -0.013 | -3.237 | -0.0067 | -1.6683
389 | [35 empty] | 0 | 0 | 0.1 |  |  | 0 | 0 | 0.1 | [37 empty] | 0 | 0 | 0 | -0.0047 | -1.1703 | 0.0032 | 0.7968 | -0.0027 | -0.6723 | 0.0012 | 0.2988 | 0.0146 | 3.6354 | -0.013 | -3.237 | -0.0067 | -1.6683 | -0.013 | -3.237 | -0.0067 | -1.6683
390 | [35 empty] | 0 | 0 | 0.1 |  |  | 0 | 0 | 0.1 | [37 empty] | 0 | 0 | 0 | -0.0047 | -1.1703 | 0.0032 | 0.7968 | -0.0027 | -0.6723 | 0.0012 | 0.2988 | 0.0146 | 3.6354 | -0.013 | -3.237 | -0.0067 | -1.6683 | -0.013 | -3.237 | -0.0067 | -1.6683
391 | [35 empty] | 0 | 0 | 0.1 |  |  | 0 | 0 | 0.1 | [37 empty] | 0 | 0 | 0 | -0.0047 | -1.1703 | 0.0032 | 0.7968 | -0.0027 | -0.6723 | 0.0012 | 0.2988 | 0.0146 | 3.6354 | -0.013 | -3.237 | -0.0067 | -1.6683 | -0.013 | -3.237 | -0.0067 | -1.6683
392 | [35 empty] | 0 | 0 | 0.1 |  |  | 0 | 0 | 0.1 | [37 empty] | 0 | 0 | 0 | -0.0047 | -1.1703 | 0.0032 | 0.7968 | -0.0027 | -0.6723 | 0.0012 | 0.2988 | 0.0146 | 3.6354 | -0.013 | -3.237 | -0.0067 | -1.6683 | -0.013 | -3.237 | -0.0067 | -1.6683
393 | [35 empty] | 0 | 0 | 0.1 |  |  | 0 | 0 | 0.1 | [37 empty] | 0 | 0 | 0 | -0.0047 | -1.1703 | 0.0032 | 0.7968 | -0.0027 | -0.6723 | 0.0012 | 0.2988 | 0.0146 | 3.6354 | -0.013 | -3.237 | -0.0067 | -1.6683 | -0.013 | -3.237 | -0.0067 | -1.6683
394 | [35 empty] | 0 | 0 | 0.1 |  |  | 0 | 0 | 0.1 | [37 empty] | 0 | 0 | 0 | -0.0047 | -1.1703 | 0.0032 | 0.7968 | -0.0027 | -0.6723 | 0.0012 | 0.2988 | 0.0146 | 3.6354 | -0.013 | -3.237 | -0.0067 | -1.6683 | -0.013 | -3.237 | -0.0067 | -1.6683
395 | [35 empty] | 0 | 0 | 0.1 |  |  | 0 | 0 | 0.1 | [37 empty] | 0 | 0 | 0 | -0.0047 | -1.1703 | 0.0032 | 0.7968 | -0.0027 | -0.6723 | 0.0012 | 0.2988 | 0.0146 | 3.6354 | -0.013 | -3.237 | -0.0067 | -1.6683 | -0.013 | -3.237 | -0.0067 | -1.6683
396 | [35 empty] | 0 | 0 | 0.1 |  |  | 0 | 0 | 0.1 | [37 empty] | 0 | 0 | 0 | -0.0047 | -1.1703 | 0.0032 | 0.7968 | -0.0027 | -0.6723 | 0.0012 | 0.2988 | 0.0146 | 3.6354 | -0.013 | -3.237 | -0.0067 | -1.6683 | -0.013 | -3.237 | -0.0067 | -1.6683
397 | [35 empty] | 0 | 0 | 0.1 |  |  | 0 | 0 | 0.1 | [37 empty] | 0 | 0 | 0 | -0.0047 | -1.1703 | 0.0032 | 0.7968 | -0.0027 | -0.6723 | 0.0012 | 0.2988 | 0.0146 | 3.6354 | -0.013 | -3.237 | -0.0067 | -1.6683 | -0.013 | -3.237 | -0.0067 | -1.6683
398 | [35 empty] | 0 | 0 | 0.1 |  |  | 0 | 0 | 0.1 | [37 empty] | 0 | 0 | 0 | -0.0047 | -1.1703 | 0.0032 | 0.7968 | -0.0027 | -0.6723 | 0.0012 | 0.2988 | 0.0146 | 3.6354 | -0.013 | -3.237 | -0.0067 | -1.6683 | -0.013 | -3.237 | -0.0067 | -1.6683
399 | [35 empty] | 0 | 0 | 0.1 |  |  | 0 | 0 | 0.1 | [37 empty] | 0 | 0 | 0 | -0.0047 | -1.1703 | 0.0032 | 0.7968 | -0.0027 | -0.6723 | 0.0012 | 0.2988 | 0.0146 | 3.6354 | -0.013 | -3.237 | -0.0067 | -1.6683 | -0.013 | -3.237 | -0.0067 | -1.6683
400 | [35 empty] | 0 | 0 | 0.1 |  |  | 0 | 0 | 0.1 | [37 empty] | 0 | 0 | 0 | -0.0047 | -1.1703 | 0.0032 | 0.7968 | -0.0027 | -0.6723 | 0.0012 | 0.2988 | 0.0146 | 3.6354 | -0.013 | -3.237 | -0.0067 | -1.6683 | -0.013 | -3.237 | -0.0067 | -1.6683
401 | [35 empty] | 0 | 0 | 0.1 |  |  | 0 | 0 | 0.1 | [37 empty] | 0 | 0 | 0 | -0.0047 | -1.1703 | 0.0032 | 0.7968 | -0.0027 | -0.6723 | 0.0012 | 0.2988 | 0.0146 | 3.6354 | -0.013 | -3.237 | -0.0067 | -1.6683 | -0.013 | -3.237 | -0.0067 | -1.6683
402 | [35 empty] | 0 | 0 | 0.1 |  |  | 0 | 0 | 0.1 | [37 empty] | 0 | 0 | 0 | -0.0047 | -1.1703 | 0.0032 | 0.7968 | -0.0027 | -0.6723 | 0.0012 | 0.2988 | 0.0146 | 3.6354 | -0.013 | -3.237 | -0.0067 | -1.6683 | -0.013 | -3.237 | -0.0067 | -1.6683
403 | [35 empty] | 0 | 0 | 0.1 |  |  | 0 | 0 | 0.1 | [37 empty] | 0 | 0 | 0 | -0.0047 | -1.1703 | 0.0032 | 0.7968 | -0.0027 | -0.6723 | 0.0012 | 0.2988 | 0.0146 | 3.6354 | -0.013 | -3.237 | -0.0067 | -1.6683 | -0.013 | -3.237 | -0.0067 | -1.6683
404 | [35 empty] | 0 | 0 | 0.1 |  |  | 0 | 0 | 0.1 | [37 empty] | 0 | 0 | 0 | -0.0047 | -1.1703 | 0.0032 | 0.7968 | -0.0027 | -0.6723 | 0.0012 | 0.2988 | 0.0146 | 3.6354 | -0.013 | -3.237 | -0.0067 | -1.6683 | -0.013 | -3.237 | -0.0067 | -1.6683
405 | [35 empty] | 0 | 0 | 0.1 |  |  | 0 | 0 | 0.1 | [37 empty] | 0 | 0 | 0 | -0.0047 | -1.1703 | 0.0032 | 0.7968 | -0.0027 | -0.6723 | 0.0012 | 0.2988 | 0.0146 | 3.6354 | -0.013 | -3.237 | -0.0067 | -1.6683 | -0.013 | -3.237 | -0.0067 | -1.6683
406 | [35 empty] | 0 | 0 | 0.1 |  |  | 0 | 0 | 0.1 | [37 empty] | 0 | 0 | 0 | -0.0047 | -1.1703 | 0.0032 | 0.7968 | -0.0027 | -0.6723 | 0.0012 | 0.2988 | 0.0146 | 3.6354 | -0.013 | -3.237 | -0.0067 | -1.6683 | -0.013 | -3.237 | -0.0067 | -1.6683
407 | [35 empty] | 0 | 0 | 0.1 |  |  | 0 | 0 | 0.1 | [37 empty] | 0 | 0 | 0 | -0.0047 | -1.1703 | 0.0032 | 0.7968 | -0.0027 | -0.6723 | 0.0012 | 0.2988 | 0.0146 | 3.6354 | -0.013 | -3.237 | -0.0067 | -1.6683 | -0.013 | -3.237 | -0.0067 | -1.6683
408 | [35 empty] | 0 | 0 | 0.1 |  |  | 0 | 0 | 0.1 | [37 empty] | 0 | 0 | 0 | -0.0047 | -1.1703 | 0.0032 | 0.7968 | -0.0027 | -0.6723 | 0.0012 | 0.2988 | 0.0146 | 3.6354 | -0.013 | -3.237 | -0.0067 | -1.6683 | -0.013 | -3.237 | -0.0067 | -1.6683
409 | [35 empty] | 0 | 0 | 0.1 |  |  | 0 | 0 | 0.1 | [37 empty] | 0 | 0 | 0 | -0.0047 | -1.1703 | 0.0032 | 0.7968 | -0.0027 | -0.6723 | 0.0012 | 0.2988 | 0.0146 | 3.6354 | -0.013 | -3.237 | -0.0067 | -1.6683 | -0.013 | -3.237 | -0.0067 | -1.6683
410 | [35 empty] | 0 | 0 | 0.1 |  |  | 0 | 0 | 0.1 | [37 empty] | 0 | 0 | 0 | -0.0047 | -1.1703 | 0.0032 | 0.7968 | -0.0027 | -0.6723 | 0.0012 | 0.2988 | 0.0146 | 3.6354 | -0.013 | -3.237 | -0.0067 | -1.6683 | -0.013 | -3.237 | -0.0067 | -1.6683
411 | [35 empty] | 0 | 0 | 0.1 |  |  | 0 | 0 | 0.1 | [37 empty] | 0 | 0 | 0 | -0.0047 | -1.1703 | 0.0032 | 0.7968 | -0.0027 | -0.6723 | 0.0012 | 0.2988 | 0.0146 | 3.6354 | -0.013 | -3.237 | -0.0067 | -1.6683 | -0.013 | -3.237 | -0.0067 | -1.6683
412 | [35 empty] | 0 | 0 | 0.1 |  |  | 0 | 0 | 0.1 | [37 empty] | 0 | 0 | 0 | -0.0047 | -1.1703 | 0.0032 | 0.7968 | -0.0027 | -0.6723 | 0.0012 | 0.2988 | 0.0146 | 3.6354 | -0.013 | -3.237 | -0.0067 | -1.6683 | -0.013 | -3.237 | -0.0067 | -1.6683
413 | [35 empty] | 0 | 0 | 0.1 |  |  | 0 | 0 | 0.1 | [37 empty] | 0 | 0 | 0 | -0.0047 | -1.1703 | 0.0032 | 0.7968 | -0.0027 | -0.6723 | 0.0012 | 0.2988 | 0.0146 | 3.6354 | -0.013 | -3.237 | -0.0067 | -1.6683 | -0.013 | -3.237 | -0.0067 | -1.6683
414 | [35 empty] | 0 | 0 | 0.1 |  |  | 0 | 0 | 0.1 | [37 empty] | 0 | 0 | 0 | -0.0047 | -1.1703 | 0.0032 | 0.7968 | -0.0027 | -0.6723 | 0.0012 | 0.2988 | 0.0146 | 3.6354 | -0.013 | -3.237 | -0.0067 | -1.6683 | -0.013 | -3.237 | -0.0067 | -1.6683
415 | [35 empty] | 0 | 0 | 0.1 |  |  | 0 | 0 | 0.1 | [37 empty] | 0 | 0 | 0 | -0.0047 | -1.1703 | 0.0032 | 0.7968 | -0.0027 | -0.6723 | 0.0012 | 0.2988 | 0.0146 | 3.6354 | -0.013 | -3.237 | -0.0067 | -1.6683 | -0.013 | -3.237 | -0.0067 | -1.6683
416 | [35 empty] | 0 | 0 | 0.1 |  |  | 0 | 0 | 0.1 | [37 empty] | 0 | 0 | 0 | -0.0047 | -1.1703 | 0.0032 | 0.7968 | -0.0027 | -0.6723 | 0.0012 | 0.2988 | 0.0146 | 3.6354 | -0.013 | -3.237 | -0.0067 | -1.6683 | -0.013 | -3.237 | -0.0067 | -1.6683
417 | [35 empty] | 0 | 0 | 0.1 |  |  | 0 | 0 | 0.1 | [37 empty] | 0 | 0 | 0 | -0.0047 | -1.1703 | 0.0032 | 0.7968 | -0.0027 | -0.6723 | 0.0012 | 0.2988 | 0.0146 | 3.6354 | -0.013 | -3.237 | -0.0067 | -1.6683 | -0.013 | -3.237 | -0.0067 | -1.6683
418 | [35 empty] | 0 | 0 | 0.1 |  |  | 0 | 0 | 0.1 | [37 empty] | 0 | 0 | 0 | -0.0047 | -1.1703 | 0.0032 | 0.7968 | -0.0027 | -0.6723 | 0.0012 | 0.2988 | 0.0146 | 3.6354 | -0.013 | -3.237 | -0.0067 | -1.6683 | -0.013 | -3.237 | -0.0067 | -1.6683
419 | [35 empty] | 0 | 0 | 0.1 |  |  | 0 | 0 | 0.1 | [37 empty] | 0 | 0 | 0 | -0.0047 | -1.1703 | 0.0032 | 0.7968 | -0.0027 | -0.6723 | 0.0012 | 0.2988 | 0.0146 | 3.6354 | -0.013 | -3.237 | -0.0067 | -1.6683 | -0.013 | -3.237 | -0.0067 | -1.6683
420 | [35 empty] | 0 | 0 | 0.1 |  |  | 0 | 0 | 0.1 | [37 empty] | 0 | 0 | 0 | -0.0047 | -1.1703 | 0.0032 | 0.7968 | -0.0027 | -0.6723 | 0.0012 | 0.2988 | 0.0146 | 3.6354 | -0.013 | -3.237 | -0.0067 | -1.6683 | -0.013 | -3.237 | -0.0067 | -1.6683
421 | [35 empty] | 0 | 0 | 0.1 |  |  | 0 | 0 | 0.1 | [37 empty] | 0 | 0 | 0 | -0.0047 | -1.1703 | 0.0032 | 0.7968 | -0.0027 | -0.6723 | 0.0012 | 0.2988 | 0.0146 | 3.6354 | -0.013 | -3.237 | -0.0067 | -1.6683 | -0.013 | -3.237 | -0.0067 | -1.6683
422 | [35 empty] | 0 | 0 | 0.1 |  |  | 0 | 0 | 0.1 | [37 empty] | 0 | 0 | 0 | -0.0047 | -1.1703 | 0.0032 | 0.7968 | -0.0027 | -0.6723 | 0.0012 | 0.2988 | 0.0146 | 3.6354 | -0.013 | -3.237 | -0.0067 | -1.6683 | -0.013 | -3.237 | -0.0067 | -1.6683
423 | [35 empty] | 0 | 0 | 0.1 |  |  | 0 | 0 | 0.1 | [37 empty] | 0 | 0 | 0 | -0.0047 | -1.1703 | 0.0032 | 0.7968 | -0.0027 | -0.6723 | 0.0012 | 0.2988 | 0.0146 | 3.6354 | -0.013 | -3.237 | -0.0067 | -1.6683 | -0.013 | -3.237 | -0.0067 | -1.6683
424 | [35 empty] | 0 | 0 | 0.1 |  |  | 0 | 0 | 0.1 | [37 empty] | 0 | 0 | 0 | -0.0047 | -1.1703 | 0.0032 | 0.7968 | -0.0027 | -0.6723 | 0.0012 | 0.2988 | 0.0146 | 3.6354 | -0.013 | -3.237 | -0.0067 | -1.6683 | -0.013 | -3.237 | -0.0067 | -1.6683
425 | [35 empty] | 0 | 0 | 0.1 |  |  | 0 | 0 | 0.1 | [37 empty] | 0 | 0 | 0 | -0.0047 | -1.1703 | 0.0032 | 0.7968 | -0.0027 | -0.6723 | 0.0012 | 0.2988 | 0.0146 | 3.6354 | -0.013 | -3.237 | -0.0067 | -1.6683 | -0.013 | -3.237 | -0.0067 | -1.6683
426 | [35 empty] | 0 | 0 | 0.1 |  |  | 0 | 0 | 0.1 | [37 empty] | 0 | 0 | 0 | -0.0047 | -1.1703 | 0.0032 | 0.7968 | -0.0027 | -0.6723 | 0.0012 | 0.2988 | 0.0146 | 3.6354 | -0.013 | -3.237 | -0.0067 | -1.6683 | -0.013 | -3.237 | -0.0067 | -1.6683
427 | [35 empty] | 0 | 0 | 0.1 |  |  | 0 | 0 | 0.1 | [37 empty] | 0 | 0 | 0 | -0.0047 | -1.1703 | 0.0032 | 0.7968 | -0.0027 | -0.6723 | 0.0012 | 0.2988 | 0.0146 | 3.6354 | -0.013 | -3.237 | -0.0067 | -1.6683 | -0.013 | -3.237 | -0.0067 | -1.6683
428 | [35 empty] | 0 | 0 | 0.1 |  |  | 0 | 0 | 0.1 | [37 empty] | 0 | 0 | 0 | -0.0047 | -1.1703 | 0.0032 | 0.7968 | -0.0027 | -0.6723 | 0.0012 | 0.2988 | 0.0146 | 3.6354 | -0.013 | -3.237 | -0.0067 | -1.6683 | -0.013 | -3.237 | -0.0067 | -1.6683
429 | [35 empty] | 0 | 0 | 0.1 |  |  | 0 | 0 | 0.1 | [37 empty] | 0 | 0 | 0 | -0.0047 | -1.1703 | 0.0032 | 0.7968 | -0.0027 | -0.6723 | 0.0012 | 0.2988 | 0.0146 | 3.6354 | -0.013 | -3.237 | -0.0067 | -1.6683 | -0.013 | -3.237 | -0.0067 | -1.6683
430 | [35 empty] | 0 | 0 | 0.1 |  |  | 0 | 0 | 0.1 | [37 empty] | 0 | 0 | 0 | -0.0047 | -1.1703 | 0.0032 | 0.7968 | -0.0027 | -0.6723 | 0.0012 | 0.2988 | 0.0146 | 3.6354 | -0.013 | -3.237 | -0.0067 | -1.6683 | -0.013 | -3.237 | -0.0067 | -1.6683
431 | [35 empty] | 0 | 0 | 0.1 |  |  | 0 | 0 | 0.1 | [37 empty] | 0 | 0 | 0 | -0.0047 | -1.1703 | 0.0032 | 0.7968 | -0.0027 | -0.6723 | 0.0012 | 0.2988 | 0.0146 | 3.6354 | -0.013 | -3.237 | -0.0067 | -1.6683 | -0.013 | -3.237 | -0.0067 | -1.6683
432 | [35 empty] | 0 | 0 | 0.1 |  |  | 0 | 0 | 0.1 | [37 empty] | 0 | 0 | 0 | -0.0047 | -1.1703 | 0.0032 | 0.7968 | -0.0027 | -0.6723 | 0.0012 | 0.2988 | 0.0146 | 3.6354 | -0.013 | -3.237 | -0.0067 | -1.6683 | -0.013 | -3.237 | -0.0067 | -1.6683
433 | [35 empty] | 0 | 0 | 0.1 |  |  | 0 | 0 | 0.1 | [37 empty] | 0 | 0 | 0 | -0.0047 | -1.1703 | 0.0032 | 0.7968 | -0.0027 | -0.6723 | 0.0012 | 0.2988 | 0.0146 | 3.6354 | -0.013 | -3.237 | -0.0067 | -1.6683 | -0.013 | -3.237 | -0.0067 | -1.6683
434 | [35 empty] | 0 | 0 | 0.1 |  |  | 0 | 0 | 0.1 | [37 empty] | 0 | 0 | 0 | -0.0047 | -1.1703 | 0.0032 | 0.7968 | -0.0027 | -0.6723 | 0.0012 | 0.2988 | 0.0146 | 3.6354 | -0.013 | -3.237 | -0.0067 | -1.6683 | -0.013 | -3.237 | -0.0067 | -1.6683
435 | [35 empty] | 0 | 0 | 0.1 |  |  | 0 | 0 | 0.1 | [37 empty] | 0 | 0 | 0 | -0.0047 | -1.1703 | 0.0032 | 0.7968 | -0.0027 | -0.6723 | 0.0012 | 0.2988 | 0.0146 | 3.6354 | -0.013 | -3.237 | -0.0067 | -1.6683 | -0.013 | -3.237 | -0.0067 | -1.6683
436 | [35 empty] | 0 | 0 | 0.1 |  |  | 0 | 0 | 0.1 | [37 empty] | 0 | 0 | 0 | -0.0047 | -1.1703 | 0.0032 | 0.7968 | -0.0027 | -0.6723 | 0.0012 | 0.2988 | 0.0146 | 3.6354 | -0.013 | -3.237 | -0.0067 | -1.6683 | -0.013 | -3.237 | -0.0067 | -1.6683
437 | [35 empty] | 0 | 0 | 0.1 |  |  | 0 | 0 | 0.1 | [37 empty] | 0 | 0 | 0 | -0.0047 | -1.1703 | 0.0032 | 0.7968 | -0.0027 | -0.6723 | 0.0012 | 0.2988 | 0.0146 | 3.6354 | -0.013 | -3.237 | -0.0067 | -1.6683 | -0.013 | -3.237 | -0.0067 | -1.6683
438 | [35 empty] | 0 | 0 | 0.1 |  |  | 0 | 0 | 0.1 | [37 empty] | 0 | 0 | 0 | -0.0047 | -1.1703 | 0.0032 | 0.7968 | -0.0027 | -0.6723 | 0.0012 | 0.2988 | 0.0146 | 3.6354 | -0.013 | -3.237 | -0.0067 | -1.6683 | -0.013 | -3.237 | -0.0067 | -1.6683
439 | [35 empty] | 0 | 0 | 0.1 |  |  | 0 | 0 | 0.1 | [37 empty] | 0 | 0 | 0 | -0.0047 | -1.1703 | 0.0032 | 0.7968 | -0.0027 | -0.6723 | 0.0012 | 0.2988 | 0.0146 | 3.6354 | -0.013 | -3.237 | -0.0067 | -1.6683 | -0.013 | -3.237 | -0.0067 | -1.6683
440 | [35 empty] | 0 | 0 | 0.1 |  |  | 0 | 0 | 0.1 | [37 empty] | 0 | 0 | 0 | -0.0047 | -1.1703 | 0.0032 | 0.7968 | -0.0027 | -0.6723 | 0.0012 | 0.2988 | 0.0146 | 3.6354 | -0.013 | -3.237 | -0.0067 | -1.6683 | -0.013 | -3.237 | -0.0067 | -1.6683
441 | [35 empty] | 0 | 0 | 0.1 |  |  | 0 | 0 | 0.1 | [37 empty] | 0 | 0 | 0 | -0.0047 | -1.1703 | 0.0032 | 0.7968 | -0.0027 | -0.6723 | 0.0012 | 0.2988 | 0.0146 | 3.6354 | -0.013 | -3.237 | -0.0067 | -1.6683 | -0.013 | -3.237 | -0.0067 | -1.6683
442 | [35 empty] | 0 | 0 | 0.1 |  |  | 0 | 0 | 0.1 | [37 empty] | 0 | 0 | 0 | -0.0047 | -1.1703 | 0.0032 | 0.7968 | -0.0027 | -0.6723 | 0.0012 | 0.2988 | 0.0146 | 3.6354 | -0.013 | -3.237 | -0.0067 | -1.6683 | -0.013 | -3.237 | -0.0067 | -1.6683
443 | [35 empty] | 0 | 0 | 0.1 |  |  | 0 | 0 | 0.1 | [37 empty] | 0 | 0 | 0 | -0.0047 | -1.1703 | 0.0032 | 0.7968 | -0.0027 | -0.6723 | 0.0012 | 0.2988 | 0.0146 | 3.6354 | -0.013 | -3.237 | -0.0067 | -1.6683 | -0.013 | -3.237 | -0.0067 | -1.6683
444 | [35 empty] | 0 | 0 | 0.1 |  |  | 0 | 0 | 0.1 | [37 empty] | 0 | 0 | 0 | -0.0047 | -1.1703 | 0.0032 | 0.7968 | -0.0027 | -0.6723 | 0.0012 | 0.2988 | 0.0146 | 3.6354 | -0.013 | -3.237 | -0.0067 | -1.6683 | -0.013 | -3.237 | -0.0067 | -1.6683
445 | [35 empty] | 0 | 0 | 0.1 |  |  | 0 | 0 | 0.1 | [37 empty] | 0 | 0 | 0 | -0.0047 | -1.1703 | 0.0032 | 0.7968 | -0.0027 | -0.6723 | 0.0012 | 0.2988 | 0.0146 | 3.6354 | -0.013 | -3.237 | -0.0067 | -1.6683 | -0.013 | -3.237 | -0.0067 | -1.6683
446 | [35 empty] | 0 | 0 | 0.1 |  |  | 0 | 0 | 0.1 | [37 empty] | 0 | 0 | 0 | -0.0047 | -1.1703 | 0.0032 | 0.7968 | -0.0027 | -0.6723 | 0.0012 | 0.2988 | 0.0146 | 3.6354 | -0.013 | -3.237 | -0.0067 | -1.6683 | -0.013 | -3.237 | -0.0067 | -1.6683
447 | [35 empty] | 0 | 0 | 0.1 |  |  | 0 | 0 | 0.1 | [37 empty] | 0 | 0 | 0 | -0.0047 | -1.1703 | 0.0032 | 0.7968 | -0.0027 | -0.6723 | 0.0012 | 0.2988 | 0.0146 | 3.6354 | -0.013 | -3.237 | -0.0067 | -1.6683 | -0.013 | -3.237 | -0.0067 | -1.6683
448 | [35 empty] | 0 | 0 | 0.1 |  |  | 0 | 0 | 0.1 | [37 empty] | 0 | 0 | 0 | -0.0047 | -1.1703 | 0.0032 | 0.7968 | -0.0027 | -0.6723 | 0.0012 | 0.2988 | 0.0146 | 3.6354 | -0.013 | -3.237 | -0.0067 | -1.6683 | -0.013 | -3.237 | -0.0067 | -1.6683
449 | [35 empty] | 0 | 0 | 0.1 |  |  | 0 | 0 | 0.1 | [37 empty] | 0 | 0 | 0 | -0.0047 | -1.1703 | 0.0032 | 0.7968 | -0.0027 | -0.6723 | 0.0012 | 0.2988 | 0.0146 | 3.6354 | -0.013 | -3.237 | -0.0067 | -1.6683 | -0.013 | -3.237 | -0.0067 | -1.6683
450 | [35 empty] | 0 | 0 | 0.1 |  |  | 0 | 0 | 0.1 | [37 empty] | 0 | 0 | 0 | -0.0047 | -1.1703 | 0.0032 | 0.7968 | -0.0027 | -0.6723 | 0.0012 | 0.2988 | 0.0146 | 3.6354 | -0.013 | -3.237 | -0.0067 | -1.6683 | -0.013 | -3.237 | -0.0067 | -1.6683
451 | [35 empty] | 0 | 0 | 0.1 |  |  | 0 | 0 | 0.1 | [37 empty] | 0 | 0 | 0 | -0.0047 | -1.1703 | 0.0032 | 0.7968 | -0.0027 | -0.6723 | 0.0012 | 0.2988 | 0.0146 | 3.6354 | -0.013 | -3.237 | -0.0067 | -1.6683 | -0.013 | -3.237 | -0.0067 | -1.6683
452 | [35 empty] | 0 | 0 | 0.1 |  |  | 0 | 0 | 0.1 | [37 empty] | 0 | 0 | 0 | -0.0047 | -1.1703 | 0.0032 | 0.7968 | -0.0027 | -0.6723 | 0.0012 | 0.2988 | 0.0146 | 3.6354 | -0.013 | -3.237 | -0.0067 | -1.6683 | -0.013 | -3.237 | -0.0067 | -1.6683
453 | [35 empty] | 0 | 0 | 0.1 |  |  | 0 | 0 | 0.1 | [37 empty] | 0 | 0 | 0 | -0.0047 | -1.1703 | 0.0032 | 0.7968 | -0.0027 | -0.6723 | 0.0012 | 0.2988 | 0.0146 | 3.6354 | -0.013 | -3.237 | -0.0067 | -1.6683 | -0.013 | -3.237 | -0.0067 | -1.6683
454 | [35 empty] | 0 | 0 | 0.1 |  |  | 0 | 0 | 0.1 | [37 empty] | 0 | 0 | 0 | -0.0047 | -1.1703 | 0.0032 | 0.7968 | -0.0027 | -0.6723 | 0.0012 | 0.2988 | 0.0146 | 3.6354 | -0.013 | -3.237 | -0.0067 | -1.6683 | -0.013 | -3.237 | -0.0067 | -1.6683
455 | [35 empty] | 0 | 0 | 0.1 |  |  | 0 | 0 | 0.1 | [37 empty] | 0 | 0 | 0 | -0.0047 | -1.1703 | 0.0032 | 0.7968 | -0.0027 | -0.6723 | 0.0012 | 0.2988 | 0.0146 | 3.6354 | -0.013 | -3.237 | -0.0067 | -1.6683 | -0.013 | -3.237 | -0.0067 | -1.6683
456 | [35 empty] | 0 | 0 | 0.1 |  |  | 0 | 0 | 0.1 | [37 empty] | 0 | 0 | 0 | -0.0047 | -1.1703 | 0.0032 | 0.7968 | -0.0027 | -0.6723 | 0.0012 | 0.2988 | 0.0146 | 3.6354 | -0.013 | -3.237 | -0.0067 | -1.6683 | -0.013 | -3.237 | -0.0067 | -1.6683
457 | [35 empty] | 0 | 0 | 0.1 |  |  | 0 | 0 | 0.1 | [37 empty] | 0 | 0 | 0 | -0.0047 | -1.1703 | 0.0032 | 0.7968 | -0.0027 | -0.6723 | 0.0012 | 0.2988 | 0.0146 | 3.6354 | -0.013 | -3.237 | -0.0067 | -1.6683 | -0.013 | -3.237 | -0.0067 | -1.6683
458 | [35 empty] | 0 | 0 | 0.1 |  |  | 0 | 0 | 0.1 | [37 empty] | 0 | 0 | 0 | -0.0047 | -1.1703 | 0.0032 | 0.7968 | -0.0027 | -0.6723 | 0.0012 | 0.2988 | 0.0146 | 3.6354 | -0.013 | -3.237 | -0.0067 | -1.6683 | -0.013 | -3.237 | -0.0067 | -1.6683
459 | [35 empty] | 0 | 0 | 0.1 |  |  | 0 | 0 | 0.1 | [37 empty] | 0 | 0 | 0 | -0.0047 | -1.1703 | 0.0032 | 0.7968 | -0.0027 | -0.6723 | 0.0012 | 0.2988 | 0.0146 | 3.6354 | -0.013 | -3.237 | -0.0067 | -1.6683 | -0.013 | -3.237 | -0.0067 | -1.6683
460 | [35 empty] | 0 | 0 | 0.1 |  |  | 0 | 0 | 0.1 | [37 empty] | 0 | 0 | 0 | -0.0047 | -1.1703 | 0.0032 | 0.7968 | -0.0027 | -0.6723 | 0.0012 | 0.2988 | 0.0146 | 3.6354 | -0.013 | -3.237 | -0.0067 | -1.6683 | -0.013 | -3.237 | -0.0067 | -1.6683
461 | [35 empty] | 0 | 0 | 0.1 |  |  | 0 | 0 | 0.1 | [37 empty] | 0 | 0 | 0 | -0.0047 | -1.1703 | 0.0032 | 0.7968 | -0.0027 | -0.6723 | 0.0012 | 0.2988 | 0.0146 | 3.6354 | -0.013 | -3.237 | -0.0067 | -1.6683 | -0.013 | -3.237 | -0.0067 | -1.6683
462 | [35 empty] | 0 | 0 | 0.1 |  |  | 0 | 0 | 0.1 | [37 empty] | 0 | 0 | 0 | -0.0047 | -1.1703 | 0.0032 | 0.7968 | -0.0027 | -0.6723 | 0.0012 | 0.2988 | 0.0146 | 3.6354 | -0.013 | -3.237 | -0.0067 | -1.6683 | -0.013 | -3.237 | -0.0067 | -1.6683
463 | [35 empty] | 0 | 0 | 0.1 |  |  | 0 | 0 | 0.1 | [37 empty] | 0 | 0 | 0 | -0.0047 | -1.1703 | 0.0032 | 0.7968 | -0.0027 | -0.6723 | 0.0012 | 0.2988 | 0.0146 | 3.6354 | -0.013 | -3.237 | -0.0067 | -1.6683 | -0.013 | -3.237 | -0.0067 | -1.6683
464 | [35 empty] | 0 | 0 | 0.1 |  |  | 0 | 0 | 0.1 | [37 empty] | 0 | 0 | 0 | -0.0047 | -1.1703 | 0.0032 | 0.7968 | -0.0027 | -0.6723 | 0.0012 | 0.2988 | 0.0146 | 3.6354 | -0.013 | -3.237 | -0.0067 | -1.6683 | -0.013 | -3.237 | -0.0067 | -1.6683
465 | [35 empty] | 0 | 0 | 0.1 |  |  | 0 | 0 | 0.1 | [37 empty] | 0 | 0 | 0 | -0.0047 | -1.1703 | 0.0032 | 0.7968 | -0.0027 | -0.6723 | 0.0012 | 0.2988 | 0.0146 | 3.6354 | -0.013 | -3.237 | -0.0067 | -1.6683 | -0.013 | -3.237 | -0.0067 | -1.6683
466 | [35 empty] | 0 | 0 | 0.1 |  |  | 0 | 0 | 0.1 | [37 empty] | 0 | 0 | 0 | -0.0047 | -1.1703 | 0.0032 | 0.7968 | -0.0027 | -0.6723 | 0.0012 | 0.2988 | 0.0146 | 3.6354 | -0.013 | -3.237 | -0.0067 | -1.6683 | -0.013 | -3.237 | -0.0067 | -1.6683
467 | [35 empty] | 0 | 0 | 0.1 |  |  | 0 | 0 | 0.1 | [37 empty] | 0 | 0 | 0 | -0.0047 | -1.1703 | 0.0032 | 0.7968 | -0.0027 | -0.6723 | 0.0012 | 0.2988 | 0.0146 | 3.6354 | -0.013 | -3.237 | -0.0067 | -1.6683 | -0.013 | -3.237 | -0.0067 | -1.6683
468 | [35 empty] | 0 | 0 | 0.1 |  |  | 0 | 0 | 0.1 | [37 empty] | 0 | 0 | 0 | -0.0047 | -1.1703 | 0.0032 | 0.7968 | -0.0027 | -0.6723 | 0.0012 | 0.2988 | 0.0146 | 3.6354 | -0.013 | -3.237 | -0.0067 | -1.6683 | -0.013 | -3.237 | -0.0067 | -1.6683
469 | [35 empty] | 0 | 0 | 0.1 |  |  | 0 | 0 | 0.1 | [37 empty] | 0 | 0 | 0 | -0.0047 | -1.1703 | 0.0032 | 0.7968 | -0.0027 | -0.6723 | 0.0012 | 0.2988 | 0.0146 | 3.6354 | -0.013 | -3.237 | -0.0067 | -1.6683 | -0.013 | -3.237 | -0.0067 | -1.6683
470 | [35 empty] | 0 | 0 | 0.1 |  |  | 0 | 0 | 0.1 | [37 empty] | 0 | 0 | 0 | -0.0047 | -1.1703 | 0.0032 | 0.7968 | -0.0027 | -0.6723 | 0.0012 | 0.2988 | 0.0146 | 3.6354 | -0.013 | -3.237 | -0.0067 | -1.6683 | -0.013 | -3.237 | -0.0067 | -1.6683
471 | [35 empty] | 0 | 0 | 0.1 |  |  | 0 | 0 | 0.1 | [37 empty] | 0 | 0 | 0 | -0.0047 | -1.1703 | 0.0032 | 0.7968 | -0.0027 | -0.6723 | 0.0012 | 0.2988 | 0.0146 | 3.6354 | -0.013 | -3.237 | -0.0067 | -1.6683 | -0.013 | -3.237 | -0.0067 | -1.6683
472 | [35 empty] | 0 | 0 | 0.1 |  |  | 0 | 0 | 0.1 | [37 empty] | 0 | 0 | 0 | -0.0047 | -1.1703 | 0.0032 | 0.7968 | -0.0027 | -0.6723 | 0.0012 | 0.2988 | 0.0146 | 3.6354 | -0.013 | -3.237 | -0.0067 | -1.6683 | -0.013 | -3.237 | -0.0067 | -1.6683
473 | [35 empty] | 0 | 0 | 0.1 |  |  | 0 | 0 | 0.1 | [37 empty] | 0 | 0 | 0 | -0.0047 | -1.1703 | 0.0032 | 0.7968 | -0.0027 | -0.6723 | 0.0012 | 0.2988 | 0.0146 | 3.6354 | -0.013 | -3.237 | -0.0067 | -1.6683 | -0.013 | -3.237 | -0.0067 | -1.6683
474 | [35 empty] | 0 | 0 | 0.1 |  |  | 0 | 0 | 0.1 | [37 empty] | 0 | 0 | 0 | -0.0047 | -1.1703 | 0.0032 | 0.7968 | -0.0027 | -0.6723 | 0.0012 | 0.2988 | 0.0146 | 3.6354 | -0.013 | -3.237 | -0.0067 | -1.6683 | -0.013 | -3.237 | -0.0067 | -1.6683
475 | [35 empty] | 0 | 0 | 0.1 |  |  | 0 | 0 | 0.1 | [37 empty] | 0 | 0 | 0 | -0.0047 | -1.1703 | 0.0032 | 0.7968 | -0.0027 | -0.6723 | 0.0012 | 0.2988 | 0.0146 | 3.6354 | -0.013 | -3.237 | -0.0067 | -1.6683 | -0.013 | -3.237 | -0.0067 | -1.6683
476 | [35 empty] | 0 | 0 | 0.1 |  |  | 0 | 0 | 0.1 | [37 empty] | 0 | 0 | 0 | -0.0047 | -1.1703 | 0.0032 | 0.7968 | -0.0027 | -0.6723 | 0.0012 | 0.2988 | 0.0146 | 3.6354 | -0.013 | -3.237 | -0.0067 | -1.6683 | -0.013 | -3.237 | -0.0067 | -1.6683
477 | [35 empty] | 0 | 0 | 0.1 |  |  | 0 | 0 | 0.1 | [37 empty] | 0 | 0 | 0 | -0.0047 | -1.1703 | 0.0032 | 0.7968 | -0.0027 | -0.6723 | 0.0012 | 0.2988 | 0.0146 | 3.6354 | -0.013 | -3.237 | -0.0067 | -1.6683 | -0.013 | -3.237 | -0.0067 | -1.6683
478 | [35 empty] | 0 | 0 | 0.1 |  |  | 0 | 0 | 0.1 | [37 empty] | 0 | 0 | 0 | -0.0047 | -1.1703 | 0.0032 | 0.7968 | -0.0027 | -0.6723 | 0.0012 | 0.2988 | 0.0146 | 3.6354 | -0.013 | -3.237 | -0.0067 | -1.6683 | -0.013 | -3.237 | -0.0067 | -1.6683
479 | [35 empty] | 0 | 0 | 0.1 |  |  | 0 | 0 | 0.1 | [37 empty] | 0 | 0 | 0 | -0.0047 | -1.1703 | 0.0032 | 0.7968 | -0.0027 | -0.6723 | 0.0012 | 0.2988 | 0.0146 | 3.6354 | -0.013 | -3.237 | -0.0067 | -1.6683 | -0.013 | -3.237 | -0.0067 | -1.6683
480 | [35 empty] | 0 | 0 | 0.1 |  |  | 0 | 0 | 0.1 | [37 empty] | 0 | 0 | 0 | -0.0047 | -1.1703 | 0.0032 | 0.7968 | -0.0027 | -0.6723 | 0.0012 | 0.2988 | 0.0146 | 3.6354 | -0.013 | -3.237 | -0.0067 | -1.6683 | -0.013 | -3.237 | -0.0067 | -1.6683
481 | [35 empty] | 0 | 0 | 0.1 |  |  | 0 | 0 | 0.1 | [37 empty] | 0 | 0 | 0 | -0.0047 | -1.1703 | 0.0032 | 0.7968 | -0.0027 | -0.6723 | 0.0012 | 0.2988 | 0.0146 | 3.6354 | -0.013 | -3.237 | -0.0067 | -1.6683 | -0.013 | -3.237 | -0.0067 | -1.6683
482 | [35 empty] | 0 | 0 | 0.1 |  |  | 0 | 0 | 0.1 | [37 empty] | 0 | 0 | 0 | -0.0047 | -1.1703 | 0.0032 | 0.7968 | -0.0027 | -0.6723 | 0.0012 | 0.2988 | 0.0146 | 3.6354 | -0.013 | -3.237 | -0.0067 | -1.6683 | -0.013 | -3.237 | -0.0067 | -1.6683
483 | [35 empty] | 0 | 0 | 0.1 |  |  | 0 | 0 | 0.1 | [37 empty] | 0 | 0 | 0 | -0.0047 | -1.1703 | 0.0032 | 0.7968 | -0.0027 | -0.6723 | 0.0012 | 0.2988 | 0.0146 | 3.6354 | -0.013 | -3.237 | -0.0067 | -1.6683 | -0.013 | -3.237 | -0.0067 | -1.6683
484 | [35 empty] | 0 | 0 | 0.1 |  |  | 0 | 0 | 0.1 | [37 empty] | 0 | 0 | 0 | -0.0047 | -1.1703 | 0.0032 | 0.7968 | -0.0027 | -0.6723 | 0.0012 | 0.2988 | 0.0146 | 3.6354 | -0.013 | -3.237 | -0.0067 | -1.6683 | -0.013 | -3.237 | -0.0067 | -1.6683
485 | [35 empty] | 0 | 0 | 0.1 |  |  | 0 | 0 | 0.1 | [37 empty] | 0 | 0 | 0 | -0.0047 | -1.1703 | 0.0032 | 0.7968 | -0.0027 | -0.6723 | 0.0012 | 0.2988 | 0.0146 | 3.6354 | -0.013 | -3.237 | -0.0067 | -1.6683 | -0.013 | -3.237 | -0.0067 | -1.6683
486 | [35 empty] | 0 | 0 | 0.1 |  |  | 0 | 0 | 0.1 | [37 empty] | 0 | 0 | 0 | -0.0047 | -1.1703 | 0.0032 | 0.7968 | -0.0027 | -0.6723 | 0.0012 | 0.2988 | 0.0146 | 3.6354 | -0.013 | -3.237 | -0.0067 | -1.6683 | -0.013 | -3.237 | -0.0067 | -1.6683
487 | [35 empty] | 0 | 0 | 0.1 |  |  | 0 | 0 | 0.1 | [37 empty] | 0 | 0 | 0 | -0.0047 | -1.1703 | 0.0032 | 0.7968 | -0.0027 | -0.6723 | 0.0012 | 0.2988 | 0.0146 | 3.6354 | -0.013 | -3.237 | -0.0067 | -1.6683 | -0.013 | -3.237 | -0.0067 | -1.6683
488 | [35 empty] | 0 | 0 | 0.1 |  |  | 0 | 0 | 0.1 | [37 empty] | 0 | 0 | 0 | -0.0047 | -1.1703 | 0.0032 | 0.7968 | -0.0027 | -0.6723 | 0.0012 | 0.2988 | 0.0146 | 3.6354 | -0.013 | -3.237 | -0.0067 | -1.6683 | -0.013 | -3.237 | -0.0067 | -1.6683
489 | [35 empty] | 0 | 0 | 0.1 |  |  | 0 | 0 | 0.1 | [37 empty] | 0 | 0 | 0 | -0.0047 | -1.1703 | 0.0032 | 0.7968 | -0.0027 | -0.6723 | 0.0012 | 0.2988 | 0.0146 | 3.6354 | -0.013 | -3.237 | -0.0067 | -1.6683 | -0.013 | -3.237 | -0.0067 | -1.6683
490 | [35 empty] | 0 | 0 | 0.1 |  |  | 0 | 0 | 0.1 | [37 empty] | 0 | 0 | 0 | -0.0047 | -1.1703 | 0.0032 | 0.7968 | -0.0027 | -0.6723 | 0.0012 | 0.2988 | 0.0146 | 3.6354 | -0.013 | -3.237 | -0.0067 | -1.6683 | -0.013 | -3.237 | -0.0067 | -1.6683
491 | [35 empty] | 0 | 0 | 0.1 |  |  | 0 | 0 | 0.1 | [37 empty] | 0 | 0 | 0 | -0.0047 | -1.1703 | 0.0032 | 0.7968 | -0.0027 | -0.6723 | 0.0012 | 0.2988 | 0.0146 | 3.6354 | -0.013 | -3.237 | -0.0067 | -1.6683 | -0.013 | -3.237 | -0.0067 | -1.6683
492 | [35 empty] | 0 | 0 | 0.1 |  |  | 0 | 0 | 0.1 | [37 empty] | 0 | 0 | 0 | -0.0047 | -1.1703 | 0.0032 | 0.7968 | -0.0027 | -0.6723 | 0.0012 | 0.2988 | 0.0146 | 3.6354 | -0.013 | -3.237 | -0.0067 | -1.6683 | -0.013 | -3.237 | -0.0067 | -1.6683
493 | [35 empty] | 0 | 0 | 0.1 |  |  | 0 | 0 | 0.1 | [37 empty] | 0 | 0 | 0 | -0.0047 | -1.1703 | 0.0032 | 0.7968 | -0.0027 | -0.6723 | 0.0012 | 0.2988 | 0.0146 | 3.6354 | -0.013 | -3.237 | -0.0067 | -1.6683 | -0.013 | -3.237 | -0.0067 | -1.6683
494 | [35 empty] | 0 | 0 | 0.1 |  |  | 0 | 0 | 0.1 | [37 empty] | 0 | 0 | 0 | -0.0047 | -1.1703 | 0.0032 | 0.7968 | -0.0027 | -0.6723 | 0.0012 | 0.2988 | 0.0146 | 3.6354 | -0.013 | -3.237 | -0.0067 | -1.6683 | -0.013 | -3.237 | -0.0067 | -1.6683
495 | [35 empty] | 0 | 0 | 0.1 |  |  | 0 | 0 | 0.1 | [37 empty] | 0 | 0 | 0 | -0.0047 | -1.1703 | 0.0032 | 0.7968 | -0.0027 | -0.6723 | 0.0012 | 0.2988 | 0.0146 | 3.6354 | -0.013 | -3.237 | -0.0067 | -1.6683 | -0.013 | -3.237 | -0.0067 | -1.6683
496 | [35 empty] | 0 | 0 | 0.1 |  |  | 0 | 0 | 0.1 | [37 empty] | 0 | 0 | 0 | -0.0047 | -1.1703 | 0.0032 | 0.7968 | -0.0027 | -0.6723 | 0.0012 | 0.2988 | 0.0146 | 3.6354 | -0.013 | -3.237 | -0.0067 | -1.6683 | -0.013 | -3.237 | -0.0067 | -1.6683
497 | [35 empty] | 0 | 0 | 0.1 |  |  | 0 | 0 | 0.1 | [37 empty] | 0 | 0 | 0 | -0.0047 | -1.1703 | 0.0032 | 0.7968 | -0.0027 | -0.6723 | 0.0012 | 0.2988 | 0.0146 | 3.6354 | -0.013 | -3.237 | -0.0067 | -1.6683 | -0.013 | -3.237 | -0.0067 | -1.6683
498 | [35 empty] | 0 | 0 | 0.1 |  |  | 0 | 0 | 0.1 | [37 empty] | 0 | 0 | 0 | -0.0047 | -1.1703 | 0.0032 | 0.7968 | -0.0027 | -0.6723 | 0.0012 | 0.2988 | 0.0146 | 3.6354 | -0.013 | -3.237 | -0.0067 | -1.6683 | -0.013 | -3.237 | -0.0067 | -1.6683
499 | [35 empty] | 0 | 0 | 0.1 |  |  | 0 | 0 | 0.1 | [37 empty] | 0 | 0 | 0 | -0.0047 | -1.1703 | 0.0032 | 0.7968 | -0.0027 | -0.6723 | 0.0012 | 0.2988 | 0.0146 | 3.6354 | -0.013 | -3.237 | -0.0067 | -1.6683 | -0.013 | -3.237 | -0.0067 | -1.6683
500 | [35 empty] | 0 | 0 | 0.1 |  |  | 0 | 0 | 0.1 | [37 empty] | 0 | 0 | 0 | -0.0047 | -1.1703 | 0.0032 | 0.7968 | -0.0027 | -0.6723 | 0.0012 | 0.2988 | 0.0146 | 3.6354 | -0.013 | -3.237 | -0.0067 | -1.6683 | -0.013 | -3.237 | -0.0067 | -1.6683
501 | [35 empty] | 0 | 0 | 0.1 |  |  | 0 | 0 | 0.1 | [37 empty] | 0 | 0 | 0 | -0.0047 | -1.1703 | 0.0032 | 0.7968 | -0.0027 | -0.6723 | 0.0012 | 0.2988 | 0.0146 | 3.6354 | -0.013 | -3.237 | -0.0067 | -1.6683 | -0.013 | -3.237 | -0.0067 | -1.6683
502 | [35 empty] | 0 | 0 | 0.1 |  |  | 0 | 0 | 0.1 | [37 empty] | 0 | 0 | 0 | -0.0047 | -1.1703 | 0.0032 | 0.7968 | -0.0027 | -0.6723 | 0.0012 | 0.2988 | 0.0146 | 3.6354 | -0.013 | -3.237 | -0.0067 | -1.6683 | -0.013 | -3.237 | -0.0067 | -1.6683
503 | [35 empty] | 0 | 0 | 0.1 |  |  | 0 | 0 | 0.1 | [37 empty] | 0 | 0 | 0 | -0.0047 | -1.1703 | 0.0032 | 0.7968 | -0.0027 | -0.6723 | 0.0012 | 0.2988 | 0.0146 | 3.6354 | -0.013 | -3.237 | -0.0067 | -1.6683 | -0.013 | -3.237 | -0.0067 | -1.6683
504 | [35 empty] | 0 | 0 | 0.1 |  |  | 0 | 0 | 0.1 | [37 empty] | 0 | 0 | 0 | -0.0047 | -1.1703 | 0.0032 | 0.7968 | -0.0027 | -0.6723 | 0.0012 | 0.2988 | 0.0146 | 3.6354 | -0.013 | -3.237 | -0.0067 | -1.6683 | -0.013 | -3.237 | -0.0067 | -1.6683
505 | [35 empty] | 0 | 0 | 0.1 |  |  | 0 | 0 | 0.1 | [37 empty] | 0 | 0 | 0 | -0.0047 | -1.1703 | 0.0032 | 0.7968 | -0.0027 | -0.6723 | 0.0012 | 0.2988 | 0.0146 | 3.6354 | -0.013 | -3.237 | -0.0067 | -1.6683 | -0.013 | -3.237 | -0.0067 | -1.6683
506 | [35 empty] | 0 | 0 | 0.1 |  |  | 0 | 0 | 0.1 | [37 empty] | 0 | 0 | 0 | -0.0047 | -1.1703 | 0.0032 | 0.7968 | -0.0027 | -0.6723 | 0.0012 | 0.2988 | 0.0146 | 3.6354 | -0.013 | -3.237 | -0.0067 | -1.6683 | -0.013 | -3.237 | -0.0067 | -1.6683
507 | [35 empty] | 0 | 0 | 0.1 |  |  | 0 | 0 | 0.1 | [37 empty] | 0 | 0 | 0 | -0.0047 | -1.1703 | 0.0032 | 0.7968 | -0.0027 | -0.6723 | 0.0012 | 0.2988 | 0.0146 | 3.6354 | -0.013 | -3.237 | -0.0067 | -1.6683 | -0.013 | -3.237 | -0.0067 | -1.6683
508 | [35 empty] | 0 | 0 | 0.1 |  |  | 0 | 0 | 0.1 | [37 empty] | 0 | 0 | 0 | -0.0047 | -1.1703 | 0.0032 | 0.7968 | -0.0027 | -0.6723 | 0.0012 | 0.2988 | 0.0146 | 3.6354 | -0.013 | -3.237 | -0.0067 | -1.6683 | -0.013 | -3.237 | -0.0067 | -1.6683
509 | [35 empty] | 0 | 0 | 0.1 |  |  | 0 | 0 | 0.1 | [37 empty] | 0 | 0 | 0 | -0.0047 | -1.1703 | 0.0032 | 0.7968 | -0.0027 | -0.6723 | 0.0012 | 0.2988 | 0.0146 | 3.6354 | -0.013 | -3.237 | -0.0067 | -1.6683 | -0.013 | -3.237 | -0.0067 | -1.6683
510 | [35 empty] | 0 | 0 | 0.1 |  |  | 0 | 0 | 0.1 | [37 empty] | 0 | 0 | 0 | -0.0047 | -1.1703 | 0.0032 | 0.7968 | -0.0027 | -0.6723 | 0.0012 | 0.2988 | 0.0146 | 3.6354 | -0.013 | -3.237 | -0.0067 | -1.6683 | -0.013 | -3.237 | -0.0067 | -1.6683
511 | [35 empty] | 0 | 0 | 0.1 |  |  | 0 | 0 | 0.1 | [37 empty] | 0 | 0 | 0 | -0.0047 | -1.1703 | 0.0032 | 0.7968 | -0.0027 | -0.6723 | 0.0012 | 0.2988 | 0.0146 | 3.6354 | -0.013 | -3.237 | -0.0067 | -1.6683 | -0.013 | -3.237 | -0.0067 | -1.6683
512 | [35 empty] | 0 | 0 | 0.1 |  |  | 0 | 0 | 0.1 | [37 empty] | 0 | 0 | 0 | -0.0047 | -1.1703 | 0.0032 | 0.7968 | -0.0027 | -0.6723 | 0.0012 | 0.2988 | 0.0146 | 3.6354 | -0.013 | -3.237 | -0.0067 | -1.6683 | -0.013 | -3.237 | -0.0067 | -1.6683
513 | [35 empty] | 0 | 0 | 0.1 |  |  | 0 | 0 | 0.1 | [37 empty] | 0 | 0 | 0 | -0.0047 | -1.1703 | 0.0032 | 0.7968 | -0.0027 | -0.6723 | 0.0012 | 0.2988 | 0.0146 | 3.6354 | -0.013 | -3.237 | -0.0067 | -1.6683 | -0.013 | -3.237 | -0.0067 | -1.6683
514 | [35 empty] | 0 | 0 | 0.1 |  |  | 0 | 0 | 0.1 | [37 empty] | 0 | 0 | 0 | -0.0047 | -1.1703 | 0.0032 | 0.7968 | -0.0027 | -0.6723 | 0.0012 | 0.2988 | 0.0146 | 3.6354 | -0.013 | -3.237 | -0.0067 | -1.6683 | -0.013 | -3.237 | -0.0067 | -1.6683
515 | [35 empty] | 0 | 0 | 0.1 |  |  | 0 | 0 | 0.1 | [37 empty] | 0 | 0 | 0 | -0.0047 | -1.1703 | 0.0032 | 0.7968 | -0.0027 | -0.6723 | 0.0012 | 0.2988 | 0.0146 | 3.6354 | -0.013 | -3.237 | -0.0067 | -1.6683 | -0.013 | -3.237 | -0.0067 | -1.6683
516 | [35 empty] | 0 | 0 | 0.1 |  |  | 0 | 0 | 0.1 | [37 empty] | 0 | 0 | 0 | -0.0047 | -1.1703 | 0.0032 | 0.7968 | -0.0027 | -0.6723 | 0.0012 | 0.2988 | 0.0146 | 3.6354 | -0.013 | -3.237 | -0.0067 | -1.6683 | -0.013 | -3.237 | -0.0067 | -1.6683
517 | [35 empty] | 0 | 0 | 0.1 |  |  | 0 | 0 | 0.1 | [37 empty] | 0 | 0 | 0 | -0.0047 | -1.1703 | 0.0032 | 0.7968 | -0.0027 | -0.6723 | 0.0012 | 0.2988 | 0.0146 | 3.6354 | -0.013 | -3.237 | -0.0067 | -1.6683 | -0.013 | -3.237 | -0.0067 | -1.6683
518 | [35 empty] | 0 | 0 | 0.1 |  |  | 0 | 0 | 0.1 | [37 empty] | 0 | 0 | 0 | -0.0047 | -1.1703 | 0.0032 | 0.7968 | -0.0027 | -0.6723 | 0.0012 | 0.2988 | 0.0146 | 3.6354 | -0.013 | -3.237 | -0.0067 | -1.6683 | -0.013 | -3.237 | -0.0067 | -1.6683
519 | [35 empty] | 0 | 0 | 0.1 |  |  | 0 | 0 | 0.1 | [37 empty] | 0 | 0 | 0 | -0.0047 | -1.1703 | 0.0032 | 0.7968 | -0.0027 | -0.6723 | 0.0012 | 0.2988 | 0.0146 | 3.6354 | -0.013 | -3.237 | -0.0067 | -1.6683 | -0.013 | -3.237 | -0.0067 | -1.6683
520 | [35 empty] | 0 | 0 | 0.1 |  |  | 0 | 0 | 0.1 | [37 empty] | 0 | 0 | 0 | -0.0047 | -1.1703 | 0.0032 | 0.7968 | -0.0027 | -0.6723 | 0.0012 | 0.2988 | 0.0146 | 3.6354 | -0.013 | -3.237 | -0.0067 | -1.6683 | -0.013 | -3.237 | -0.0067 | -1.6683
521 | [35 empty] | 0 | 0 | 0.1 |  |  | 0 | 0 | 0.1 | [37 empty] | 0 | 0 | 0 | -0.0047 | -1.1703 | 0.0032 | 0.7968 | -0.0027 | -0.6723 | 0.0012 | 0.2988 | 0.0146 | 3.6354 | -0.013 | -3.237 | -0.0067 | -1.6683 | -0.013 | -3.237 | -0.0067 | -1.6683
522 | [35 empty] | 0 | 0 | 0.1 |  |  | 0 | 0 | 0.1 | [37 empty] | 0 | 0 | 0 | -0.0047 | -1.1703 | 0.0032 | 0.7968 | -0.0027 | -0.6723 | 0.0012 | 0.2988 | 0.0146 | 3.6354 | -0.013 | -3.237 | -0.0067 | -1.6683 | -0.013 | -3.237 | -0.0067 | -1.6683
523 | [35 empty] | 0 | 0 | 0.1 |  |  | 0 | 0 | 0.1 | [37 empty] | 0 | 0 | 0 | -0.0047 | -1.1703 | 0.0032 | 0.7968 | -0.0027 | -0.6723 | 0.0012 | 0.2988 | 0.0146 | 3.6354 | -0.013 | -3.237 | -0.0067 | -1.6683 | -0.013 | -3.237 | -0.0067 | -1.6683
524 | [35 empty] | 0 | 0 | 0.1 |  |  | 0 | 0 | 0.1 | [37 empty] | 0 | 0 | 0 | -0.0047 | -1.1703 | 0.0032 | 0.7968 | -0.0027 | -0.6723 | 0.0012 | 0.2988 | 0.0146 | 3.6354 | -0.013 | -3.237 | -0.0067 | -1.6683 | -0.013 | -3.237 | -0.0067 | -1.6683
525 | [35 empty] | 0 | 0 | 0.1 |  |  | 0 | 0 | 0.1 | [37 empty] | 0 | 0 | 0 | -0.0047 | -1.1703 | 0.0032 | 0.7968 | -0.0027 | -0.6723 | 0.0012 | 0.2988 | 0.0146 | 3.6354 | -0.013 | -3.237 | -0.0067 | -1.6683 | -0.013 | -3.237 | -0.0067 | -1.6683
526 | [35 empty] | 0 | 0 | 0.1 |  |  | 0 | 0 | 0.1 | [37 empty] | 0 | 0 | 0 | -0.0047 | -1.1703 | 0.0032 | 0.7968 | -0.0027 | -0.6723 | 0.0012 | 0.2988 | 0.0146 | 3.6354 | -0.013 | -3.237 | -0.0067 | -1.6683 | -0.013 | -3.237 | -0.0067 | -1.6683
527 | [35 empty] | 0 | 0 | 0.1 |  |  | 0 | 0 | 0.1 | [37 empty] | 0 | 0 | 0 | -0.0047 | -1.1703 | 0.0032 | 0.7968 | -0.0027 | -0.6723 | 0.0012 | 0.2988 | 0.0146 | 3.6354 | -0.013 | -3.237 | -0.0067 | -1.6683 | -0.013 | -3.237 | -0.0067 | -1.6683
528 | [35 empty] | 0 | 0 | 0.1 |  |  | 0 | 0 | 0.1 | [37 empty] | 0 | 0 | 0 | -0.0047 | -1.1703 | 0.0032 | 0.7968 | -0.0027 | -0.6723 | 0.0012 | 0.2988 | 0.0146 | 3.6354 | -0.013 | -3.237 | -0.0067 | -1.6683 | -0.013 | -3.237 | -0.0067 | -1.6683
529 | [35 empty] | 0 | 0 | 0.1 |  |  | 0 | 0 | 0.1 | [37 empty] | 0 | 0 | 0 | -0.0047 | -1.1703 | 0.0032 | 0.7968 | -0.0027 | -0.6723 | 0.0012 | 0.2988 | 0.0146 | 3.6354 | -0.013 | -3.237 | -0.0067 | -1.6683 | -0.013 | -3.237 | -0.0067 | -1.6683
530 | [35 empty] | 0 | 0 | 0.1 |  |  | 0 | 0 | 0.1 | [37 empty] | 0 | 0 | 0 | -0.0047 | -1.1703 | 0.0032 | 0.7968 | -0.0027 | -0.6723 | 0.0012 | 0.2988 | 0.0146 | 3.6354 | -0.013 | -3.237 | -0.0067 | -1.6683 | -0.013 | -3.237 | -0.0067 | -1.6683
531 | [35 empty] | 0 | 0 | 0.1 |  |  | 0 | 0 | 0.1 | [37 empty] | 0 | 0 | 0 | -0.0047 | -1.1703 | 0.0032 | 0.7968 | -0.0027 | -0.6723 | 0.0012 | 0.2988 | 0.0146 | 3.6354 | -0.013 | -3.237 | -0.0067 | -1.6683 | -0.013 | -3.237 | -0.0067 | -1.6683
532 | [35 empty] | 0 | 0 | 0.1 |  |  | 0 | 0 | 0.1 | [37 empty] | 0 | 0 | 0 | -0.0047 | -1.1703 | 0.0032 | 0.7968 | -0.0027 | -0.6723 | 0.0012 | 0.2988 | 0.0146 | 3.6354 | -0.013 | -3.237 | -0.0067 | -1.6683 | -0.013 | -3.237 | -0.0067 | -1.6683
533 | [35 empty] | 0 | 0 | 0.1 |  |  | 0 | 0 | 0.1 | [37 empty] | 0 | 0 | 0 | -0.0047 | -1.1703 | 0.0032 | 0.7968 | -0.0027 | -0.6723 | 0.0012 | 0.2988 | 0.0146 | 3.6354 | -0.013 | -3.237 | -0.0067 | -1.6683 | -0.013 | -3.237 | -0.0067 | -1.6683
534 | [35 empty] | 0 | 0 | 0.1 |  |  | 0 | 0 | 0.1 | [37 empty] | 0 | 0 | 0 | -0.0047 | -1.1703 | 0.0032 | 0.7968 | -0.0027 | -0.6723 | 0.0012 | 0.2988 | 0.0146 | 3.6354 | -0.013 | -3.237 | -0.0067 | -1.6683 | -0.013 | -3.237 | -0.0067 | -1.6683
535 | [35 empty] | 0 | 0 | 0.1 |  |  | 0 | 0 | 0.1 | [37 empty] | 0 | 0 | 0 | -0.0047 | -1.1703 | 0.0032 | 0.7968 | -0.0027 | -0.6723 | 0.0012 | 0.2988 | 0.0146 | 3.6354 | -0.013 | -3.237 | -0.0067 | -1.6683 | -0.013 | -3.237 | -0.0067 | -1.6683
536 | [35 empty] | 0 | 0 | 0.1 |  |  | 0 | 0 | 0.1 | [37 empty] | 0 | 0 | 0 | -0.0047 | -1.1703 | 0.0032 | 0.7968 | -0.0027 | -0.6723 | 0.0012 | 0.2988 | 0.0146 | 3.6354 | -0.013 | -3.237 | -0.0067 | -1.6683 | -0.013 | -3.237 | -0.0067 | -1.6683
537 | [35 empty] | 0 | 0 | 0.1 |  |  | 0 | 0 | 0.1 | [37 empty] | 0 | 0 | 0 | -0.0047 | -1.1703 | 0.0032 | 0.7968 | -0.0027 | -0.6723 | 0.0012 | 0.2988 | 0.0146 | 3.6354 | -0.013 | -3.237 | -0.0067 | -1.6683 | -0.013 | -3.237 | -0.0067 | -1.6683
538 | [35 empty] | 0 | 0 | 0.1 |  |  | 0 | 0 | 0.1 | [37 empty] | 0 | 0 | 0 | -0.0047 | -1.1703 | 0.0032 | 0.7968 | -0.0027 | -0.6723 | 0.0012 | 0.2988 | 0.0146 | 3.6354 | -0.013 | -3.237 | -0.0067 | -1.6683 | -0.013 | -3.237 | -0.0067 | -1.6683
539 | [35 empty] | 0 | 0 | 0.1 |  |  | 0 | 0 | 0.1 | [37 empty] | 0 | 0 | 0 | -0.0047 | -1.1703 | 0.0032 | 0.7968 | -0.0027 | -0.6723 | 0.0012 | 0.2988 | 0.0146 | 3.6354 | -0.013 | -3.237 | -0.0067 | -1.6683 | -0.013 | -3.237 | -0.0067 | -1.6683
540 | [35 empty] | 0 | 0 | 0.1 |  |  | 0 | 0 | 0.1 | [37 empty] | 0 | 0 | 0 | -0.0047 | -1.1703 | 0.0032 | 0.7968 | -0.0027 | -0.6723 | 0.0012 | 0.2988 | 0.0146 | 3.6354 | -0.013 | -3.237 | -0.0067 | -1.6683 | -0.013 | -3.237 | -0.0067 | -1.6683
541 | [35 empty] | 0 | 0 | 0.1 |  |  | 0 | 0 | 0.1 | [37 empty] | 0 | 0 | 0 | -0.0047 | -1.1703 | 0.0032 | 0.7968 | -0.0027 | -0.6723 | 0.0012 | 0.2988 | 0.0146 | 3.6354 | -0.013 | -3.237 | -0.0067 | -1.6683 | -0.013 | -3.237 | -0.0067 | -1.6683
542 | [35 empty] | 0 | 0 | 0.1 |  |  | 0 | 0 | 0.1 | [37 empty] | 0 | 0 | 0 | -0.0047 | -1.1703 | 0.0032 | 0.7968 | -0.0027 | -0.6723 | 0.0012 | 0.2988 | 0.0146 | 3.6354 | -0.013 | -3.237 | -0.0067 | -1.6683 | -0.013 | -3.237 | -0.0067 | -1.6683
543 | [35 empty] | 0 | 0 | 0.1 |  |  | 0 | 0 | 0.1 | [37 empty] | 0 | 0 | 0 | -0.0047 | -1.1703 | 0.0032 | 0.7968 | -0.0027 | -0.6723 | 0.0012 | 0.2988 | 0.0146 | 3.6354 | -0.013 | -3.237 | -0.0067 | -1.6683 | -0.013 | -3.237 | -0.0067 | -1.6683
544 | [35 empty] | 0 | 0 | 0.1 |  |  | 0 | 0 | 0.1 | [37 empty] | 0 | 0 | 0 | -0.0047 | -1.1703 | 0.0032 | 0.7968 | -0.0027 | -0.6723 | 0.0012 | 0.2988 | 0.0146 | 3.6354 | -0.013 | -3.237 | -0.0067 | -1.6683 | -0.013 | -3.237 | -0.0067 | -1.6683
545 | [35 empty] | 0 | 0 | 0.1 |  |  | 0 | 0 | 0.1 | [37 empty] | 0 | 0 | 0 | -0.0047 | -1.1703 | 0.0032 | 0.7968 | -0.0027 | -0.6723 | 0.0012 | 0.2988 | 0.0146 | 3.6354 | -0.013 | -3.237 | -0.0067 | -1.6683 | -0.013 | -3.237 | -0.0067 | -1.6683
546 | [35 empty] | 0 | 0 | 0.1 |  |  | 0 | 0 | 0.1 | [37 empty] | 0 | 0 | 0 | -0.0047 | -1.1703 | 0.0032 | 0.7968 | -0.0027 | -0.6723 | 0.0012 | 0.2988 | 0.0146 | 3.6354 | -0.013 | -3.237 | -0.0067 | -1.6683 | -0.013 | -3.237 | -0.0067 | -1.6683
547 | [35 empty] | 0 | 0 | 0.1 |  |  | 0 | 0 | 0.1 | [37 empty] | 0 | 0 | 0 | -0.0047 | -1.1703 | 0.0032 | 0.7968 | -0.0027 | -0.6723 | 0.0012 | 0.2988 | 0.0146 | 3.6354 | -0.013 | -3.237 | -0.0067 | -1.6683 | -0.013 | -3.237 | -0.0067 | -1.6683
548 | [35 empty] | 0 | 0 | 0.1 |  |  | 0 | 0 | 0.1 | [37 empty] | 0 | 0 | 0 | -0.0047 | -1.1703 | 0.0032 | 0.7968 | -0.0027 | -0.6723 | 0.0012 | 0.2988 | 0.0146 | 3.6354 | -0.013 | -3.237 | -0.0067 | -1.6683 | -0.013 | -3.237 | -0.0067 | -1.6683
549 | [35 empty] | 0 | 0 | 0.1 |  |  | 0 | 0 | 0.1 | [37 empty] | 0 | 0 | 0 | -0.0047 | -1.1703 | 0.0032 | 0.7968 | -0.0027 | -0.6723 | 0.0012 | 0.2988 | 0.0146 | 3.6354 | -0.013 | -3.237 | -0.0067 | -1.6683 | -0.013 | -3.237 | -0.0067 | -1.6683
550 | [35 empty] | 0 | 0 | 0.1 |  |  | 0 | 0 | 0.1 | [37 empty] | 0 | 0 | 0 | -0.0047 | -1.1703 | 0.0032 | 0.7968 | -0.0027 | -0.6723 | 0.0012 | 0.2988 | 0.0146 | 3.6354 | -0.013 | -3.237 | -0.0067 | -1.6683 | -0.013 | -3.237 | -0.0067 | -1.6683
551 | [35 empty] | 0 | 0 | 0.1 |  |  | 0 | 0 | 0.1 | [37 empty] | 0 | 0 | 0 | -0.0047 | -1.1703 | 0.0032 | 0.7968 | -0.0027 | -0.6723 | 0.0012 | 0.2988 | 0.0146 | 3.6354 | -0.013 | -3.237 | -0.0067 | -1.6683 | -0.013 | -3.237 | -0.0067 | -1.6683
552 | [35 empty] | 0 | 0 | 0.1 |  |  | 0 | 0 | 0.1 | [37 empty] | 0 | 0 | 0 | -0.0047 | -1.1703 | 0.0032 | 0.7968 | -0.0027 | -0.6723 | 0.0012 | 0.2988 | 0.0146 | 3.6354 | -0.013 | -3.237 | -0.0067 | -1.6683 | -0.013 | -3.237 | -0.0067 | -1.6683
553 | [35 empty] | 0 | 0 | 0.1 |  |  | 0 | 0 | 0.1 | [37 empty] | 0 | 0 | 0 | -0.0047 | -1.1703 | 0.0032 | 0.7968 | -0.0027 | -0.6723 | 0.0012 | 0.2988 | 0.0146 | 3.6354 | -0.013 | -3.237 | -0.0067 | -1.6683 | -0.013 | -3.237 | -0.0067 | -1.6683
554 | [35 empty] | 0 | 0 | 0.1 |  |  | 0 | 0 | 0.1 | [37 empty] | 0 | 0 | 0 | -0.0047 | -1.1703 | 0.0032 | 0.7968 | -0.0027 | -0.6723 | 0.0012 | 0.2988 | 0.0146 | 3.6354 | -0.013 | -3.237 | -0.0067 | -1.6683 | -0.013 | -3.237 | -0.0067 | -1.6683
555 | [35 empty] | 0 | 0 | 0.1 |  |  | 0 | 0 | 0.1 | [37 empty] | 0 | 0 | 0 | -0.0047 | -1.1703 | 0.0032 | 0.7968 | -0.0027 | -0.6723 | 0.0012 | 0.2988 | 0.0146 | 3.6354 | -0.013 | -3.237 | -0.0067 | -1.6683 | -0.013 | -3.237 | -0.0067 | -1.6683
556 | [35 empty] | 0 | 0 | 0.1 |  |  | 0 | 0 | 0.1 | [37 empty] | 0 | 0 | 0 | -0.0047 | -1.1703 | 0.0032 | 0.7968 | -0.0027 | -0.6723 | 0.0012 | 0.2988 | 0.0146 | 3.6354 | -0.013 | -3.237 | -0.0067 | -1.6683 | -0.013 | -3.237 | -0.0067 | -1.6683
557 | [35 empty] | 0 | 0 | 0.1 |  |  | 0 | 0 | 0.1 | [37 empty] | 0 | 0 | 0 | -0.0047 | -1.1703 | 0.0032 | 0.7968 | -0.0027 | -0.6723 | 0.0012 | 0.2988 | 0.0146 | 3.6354 | -0.013 | -3.237 | -0.0067 | -1.6683 | -0.013 | -3.237 | -0.0067 | -1.6683
558 | [35 empty] | 0 | 0 | 0.1 |  |  | 0 | 0 | 0.1 | [37 empty] | 0 | 0 | 0 | -0.0047 | -1.1703 | 0.0032 | 0.7968 | -0.0027 | -0.6723 | 0.0012 | 0.2988 | 0.0146 | 3.6354 | -0.013 | -3.237 | -0.0067 | -1.6683 | -0.013 | -3.237 | -0.0067 | -1.6683
559 | [35 empty] | 0 | 0 | 0.1 |  |  | 0 | 0 | 0.1 | [37 empty] | 0 | 0 | 0 | -0.0047 | -1.1703 | 0.0032 | 0.7968 | -0.0027 | -0.6723 | 0.0012 | 0.2988 | 0.0146 | 3.6354 | -0.013 | -3.237 | -0.0067 | -1.6683 | -0.013 | -3.237 | -0.0067 | -1.6683
560 | [35 empty] | 0 | 0 | 0.1 |  |  | 0 | 0 | 0.1 | [37 empty] | 0 | 0 | 0 | -0.0047 | -1.1703 | 0.0032 | 0.7968 | -0.0027 | -0.6723 | 0.0012 | 0.2988 | 0.0146 | 3.6354 | -0.013 | -3.237 | -0.0067 | -1.6683 | -0.013 | -3.237 | -0.0067 | -1.6683
561 | [35 empty] | 0 | 0 | 0.1 |  |  | 0 | 0 | 0.1 | [37 empty] | 0 | 0 | 0 | -0.0047 | -1.1703 | 0.0032 | 0.7968 | -0.0027 | -0.6723 | 0.0012 | 0.2988 | 0.0146 | 3.6354 | -0.013 | -3.237 | -0.0067 | -1.6683 | -0.013 | -3.237 | -0.0067 | -1.6683
562 | [35 empty] | 0 | 0 | 0.1 |  |  | 0 | 0 | 0.1 | [37 empty] | 0 | 0 | 0 | -0.0047 | -1.1703 | 0.0032 | 0.7968 | -0.0027 | -0.6723 | 0.0012 | 0.2988 | 0.0146 | 3.6354 | -0.013 | -3.237 | -0.0067 | -1.6683 | -0.013 | -3.237 | -0.0067 | -1.6683
563 | [35 empty] | 0 | 0 | 0.1 |  |  | 0 | 0 | 0.1 | [37 empty] | 0 | 0 | 0 | -0.0047 | -1.1703 | 0.0032 | 0.7968 | -0.0027 | -0.6723 | 0.0012 | 0.2988 | 0.0146 | 3.6354 | -0.013 | -3.237 | -0.0067 | -1.6683 | -0.013 | -3.237 | -0.0067 | -1.6683
564 | [35 empty] | 0 | 0 | 0.1 |  |  | 0 | 0 | 0.1 | [37 empty] | 0 | 0 | 0 | -0.0047 | -1.1703 | 0.0032 | 0.7968 | -0.0027 | -0.6723 | 0.0012 | 0.2988 | 0.0146 | 3.6354 | -0.013 | -3.237 | -0.0067 | -1.6683 | -0.013 | -3.237 | -0.0067 | -1.6683
565 | [35 empty] | 0 | 0 | 0.1 |  |  | 0 | 0 | 0.1 | [37 empty] | 0 | 0 | 0 | -0.0047 | -1.1703 | 0.0032 | 0.7968 | -0.0027 | -0.6723 | 0.0012 | 0.2988 | 0.0146 | 3.6354 | -0.013 | -3.237 | -0.0067 | -1.6683 | -0.013 | -3.237 | -0.0067 | -1.6683
566 | [35 empty] | 0 | 0 | 0.1 |  |  | 0 | 0 | 0.1 | [37 empty] | 0 | 0 | 0 | -0.0047 | -1.1703 | 0.0032 | 0.7968 | -0.0027 | -0.6723 | 0.0012 | 0.2988 | 0.0146 | 3.6354 | -0.013 | -3.237 | -0.0067 | -1.6683 | -0.013 | -3.237 | -0.0067 | -1.6683
567 | [35 empty] | 0 | 0 | 0.1 |  |  | 0 | 0 | 0.1 | [37 empty] | 0 | 0 | 0 | -0.0047 | -1.1703 | 0.0032 | 0.7968 | -0.0027 | -0.6723 | 0.0012 | 0.2988 | 0.0146 | 3.6354 | -0.013 | -3.237 | -0.0067 | -1.6683 | -0.013 | -3.237 | -0.0067 | -1.6683
568 | [35 empty] | 0 | 0 | 0.1 |  |  | 0 | 0 | 0.1 | [37 empty] | 0 | 0 | 0 | -0.0047 | -1.1703 | 0.0032 | 0.7968 | -0.0027 | -0.6723 | 0.0012 | 0.2988 | 0.0146 | 3.6354 | -0.013 | -3.237 | -0.0067 | -1.6683 | -0.013 | -3.237 | -0.0067 | -1.6683
569 | [35 empty] | 0 | 0 | 0.1 |  |  | 0 | 0 | 0.1 | [37 empty] | 0 | 0 | 0 | -0.0047 | -1.1703 | 0.0032 | 0.7968 | -0.0027 | -0.6723 | 0.0012 | 0.2988 | 0.0146 | 3.6354 | -0.013 | -3.237 | -0.0067 | -1.6683 | -0.013 | -3.237 | -0.0067 | -1.6683
570 | [35 empty] | 0 | 0 | 0.1 |  |  | 0 | 0 | 0.1 | [37 empty] | 0 | 0 | 0 | -0.0047 | -1.1703 | 0.0032 | 0.7968 | -0.0027 | -0.6723 | 0.0012 | 0.2988 | 0.0146 | 3.6354 | -0.013 | -3.237 | -0.0067 | -1.6683 | -0.013 | -3.237 | -0.0067 | -1.6683
571 | [35 empty] | 0 | 0 | 0.1 |  |  | 0 | 0 | 0.1 | [37 empty] | 0 | 0 | 0 | -0.0047 | -1.1703 | 0.0032 | 0.7968 | -0.0027 | -0.6723 | 0.0012 | 0.2988 | 0.0146 | 3.6354 | -0.013 | -3.237 | -0.0067 | -1.6683 | -0.013 | -3.237 | -0.0067 | -1.6683
572 | [35 empty] | 0 | 0 | 0.1 |  |  | 0 | 0 | 0.1 | [37 empty] | 0 | 0 | 0 | -0.0047 | -1.1703 | 0.0032 | 0.7968 | -0.0027 | -0.6723 | 0.0012 | 0.2988 | 0.0146 | 3.6354 | -0.013 | -3.237 | -0.0067 | -1.6683 | -0.013 | -3.237 | -0.0067 | -1.6683
573 | [35 empty] | 0 | 0 | 0.1 |  |  | 0 | 0 | 0.1 | [37 empty] | 0 | 0 | 0 | -0.0047 | -1.1703 | 0.0032 | 0.7968 | -0.0027 | -0.6723 | 0.0012 | 0.2988 | 0.0146 | 3.6354 | -0.013 | -3.237 | -0.0067 | -1.6683 | -0.013 | -3.237 | -0.0067 | -1.6683
574 | [35 empty] | 0 | 0 | 0.1 |  |  | 0 | 0 | 0.1 | [37 empty] | 0 | 0 | 0 | -0.0047 | -1.1703 | 0.0032 | 0.7968 | -0.0027 | -0.6723 | 0.0012 | 0.2988 | 0.0146 | 3.6354 | -0.013 | -3.237 | -0.0067 | -1.6683 | -0.013 | -3.237 | -0.0067 | -1.6683
575 | [35 empty] | 0 | 0 | 0.1 |  |  | 0 | 0 | 0.1 | [37 empty] | 0 | 0 | 0 | -0.0047 | -1.1703 | 0.0032 | 0.7968 | -0.0027 | -0.6723 | 0.0012 | 0.2988 | 0.0146 | 3.6354 | -0.013 | -3.237 | -0.0067 | -1.6683 | -0.013 | -3.237 | -0.0067 | -1.6683
576 | [35 empty] | 0 | 0 | 0.1 |  |  | 0 | 0 | 0.1 | [37 empty] | 0 | 0 | 0 | -0.0047 | -1.1703 | 0.0032 | 0.7968 | -0.0027 | -0.6723 | 0.0012 | 0.2988 | 0.0146 | 3.6354 | -0.013 | -3.237 | -0.0067 | -1.6683 | -0.013 | -3.237 | -0.0067 | -1.6683
577 | [35 empty] | 0 | 0 | 0.1 |  |  | 0 | 0 | 0.1 | [37 empty] | 0 | 0 | 0 | -0.0047 | -1.1703 | 0.0032 | 0.7968 | -0.0027 | -0.6723 | 0.0012 | 0.2988 | 0.0146 | 3.6354 | -0.013 | -3.237 | -0.0067 | -1.6683 | -0.013 | -3.237 | -0.0067 | -1.6683
578 | [35 empty] | 0 | 0 | 0.1 |  |  | 0 | 0 | 0.1 | [37 empty] | 0 | 0 | 0 | -0.0047 | -1.1703 | 0.0032 | 0.7968 | -0.0027 | -0.6723 | 0.0012 | 0.2988 | 0.0146 | 3.6354 | -0.013 | -3.237 | -0.0067 | -1.6683 | -0.013 | -3.237 | -0.0067 | -1.6683
579 | [35 empty] | 0 | 0 | 0.1 |  |  | 0 | 0 | 0.1 | [37 empty] | 0 | 0 | 0 | -0.0047 | -1.1703 | 0.0032 | 0.7968 | -0.0027 | -0.6723 | 0.0012 | 0.2988 | 0.0146 | 3.6354 | -0.013 | -3.237 | -0.0067 | -1.6683 | -0.013 | -3.237 | -0.0067 | -1.6683
580 | [35 empty] | 0 | 0 | 0.1 |  |  | 0 | 0 | 0.1 | [37 empty] | 0 | 0 | 0 | -0.0047 | -1.1703 | 0.0032 | 0.7968 | -0.0027 | -0.6723 | 0.0012 | 0.2988 | 0.0146 | 3.6354 | -0.013 | -3.237 | -0.0067 | -1.6683 | -0.013 | -3.237 | -0.0067 | -1.6683
581 | [35 empty] | 0 | 0 | 0.1 |  |  | 0 | 0 | 0.1 | [37 empty] | 0 | 0 | 0 | -0.0047 | -1.1703 | 0.0032 | 0.7968 | -0.0027 | -0.6723 | 0.0012 | 0.2988 | 0.0146 | 3.6354 | -0.013 | -3.237 | -0.0067 | -1.6683 | -0.013 | -3.237 | -0.0067 | -1.6683
582 | [35 empty] | 0 | 0 | 0.1 |  |  | 0 | 0 | 0.1 | [37 empty] | 0 | 0 | 0 | -0.0047 | -1.1703 | 0.0032 | 0.7968 | -0.0027 | -0.6723 | 0.0012 | 0.2988 | 0.0146 | 3.6354 | -0.013 | -3.237 | -0.0067 | -1.6683 | -0.013 | -3.237 | -0.0067 | -1.6683
583 | [35 empty] | 0 | 0 | 0.1 |  |  | 0 | 0 | 0.1 | [37 empty] | 0 | 0 | 0 | -0.0047 | -1.1703 | 0.0032 | 0.7968 | -0.0027 | -0.6723 | 0.0012 | 0.2988 | 0.0146 | 3.6354 | -0.013 | -3.237 | -0.0067 | -1.6683 | -0.013 | -3.237 | -0.0067 | -1.6683
584 | [35 empty] | 0 | 0 | 0.1 |  |  | 0 | 0 | 0.1 | [37 empty] | 0 | 0 | 0 | -0.0047 | -1.1703 | 0.0032 | 0.7968 | -0.0027 | -0.6723 | 0.0012 | 0.2988 | 0.0146 | 3.6354 | -0.013 | -3.237 | -0.0067 | -1.6683 | -0.013 | -3.237 | -0.0067 | -1.6683
585 | [35 empty] | 0 | 0 | 0.1 |  |  | 0 | 0 | 0.1 | [37 empty] | 0 | 0 | 0 | -0.0047 | -1.1703 | 0.0032 | 0.7968 | -0.0027 | -0.6723 | 0.0012 | 0.2988 | 0.0146 | 3.6354 | -0.013 | -3.237 | -0.0067 | -1.6683 | -0.013 | -3.237 | -0.0067 | -1.6683
586 | [35 empty] | 0 | 0 | 0.1 |  |  | 0 | 0 | 0.1 | [37 empty] | 0 | 0 | 0 | -0.0047 | -1.1703 | 0.0032 | 0.7968 | -0.0027 | -0.6723 | 0.0012 | 0.2988 | 0.0146 | 3.6354 | -0.013 | -3.237 | -0.0067 | -1.6683 | -0.013 | -3.237 | -0.0067 | -1.6683
587 | [35 empty] | 0 | 0 | 0.1 |  |  | 0 | 0 | 0.1 | [37 empty] | 0 | 0 | 0 | -0.0047 | -1.1703 | 0.0032 | 0.7968 | -0.0027 | -0.6723 | 0.0012 | 0.2988 | 0.0146 | 3.6354 | -0.013 | -3.237 | -0.0067 | -1.6683 | -0.013 | -3.237 | -0.0067 | -1.6683
588 | [35 empty] | 0 | 0 | 0.1 |  |  | 0 | 0 | 0.1 | [37 empty] | 0 | 0 | 0 | -0.0047 | -1.1703 | 0.0032 | 0.7968 | -0.0027 | -0.6723 | 0.0012 | 0.2988 | 0.0146 | 3.6354 | -0.013 | -3.237 | -0.0067 | -1.6683 | -0.013 | -3.237 | -0.0067 | -1.6683
589 | [35 empty] | 0 | 0 | 0.1 |  |  | 0 | 0 | 0.1 | [37 empty] | 0 | 0 | 0 | -0.0047 | -1.1703 | 0.0032 | 0.7968 | -0.0027 | -0.6723 | 0.0012 | 0.2988 | 0.0146 | 3.6354 | -0.013 | -3.237 | -0.0067 | -1.6683 | -0.013 | -3.237 | -0.0067 | -1.6683
590 | [35 empty] | 0 | 0 | 0.1 |  |  | 0 | 0 | 0.1 | [37 empty] | 0 | 0 | 0 | -0.0047 | -1.1703 | 0.0032 | 0.7968 | -0.0027 | -0.6723 | 0.0012 | 0.2988 | 0.0146 | 3.6354 | -0.013 | -3.237 | -0.0067 | -1.6683 | -0.013 | -3.237 | -0.0067 | -1.6683
591 | [35 empty] | 0 | 0 | 0.1 |  |  | 0 | 0 | 0.1 | [37 empty] | 0 | 0 | 0 | -0.0047 | -1.1703 | 0.0032 | 0.7968 | -0.0027 | -0.6723 | 0.0012 | 0.2988 | 0.0146 | 3.6354 | -0.013 | -3.237 | -0.0067 | -1.6683 | -0.013 | -3.237 | -0.0067 | -1.6683
592 | [35 empty] | 0 | 0 | 0.1 |  |  | 0 | 0 | 0.1 | [37 empty] | 0 | 0 | 0 | -0.0047 | -1.1703 | 0.0032 | 0.7968 | -0.0027 | -0.6723 | 0.0012 | 0.2988 | 0.0146 | 3.6354 | -0.013 | -3.237 | -0.0067 | -1.6683 | -0.013 | -3.237 | -0.0067 | -1.6683
593 | [35 empty] | 0 | 0 | 0.1 |  |  | 0 | 0 | 0.1 | [37 empty] | 0 | 0 | 0 | -0.0047 | -1.1703 | 0.0032 | 0.7968 | -0.0027 | -0.6723 | 0.0012 | 0.2988 | 0.0146 | 3.6354 | -0.013 | -3.237 | -0.0067 | -1.6683 | -0.013 | -3.237 | -0.0067 | -1.6683
594 | [35 empty] | 0 | 0 | 0.1 |  |  | 0 | 0 | 0.1 | [37 empty] | 0 | 0 | 0 | -0.0047 | -1.1703 | 0.0032 | 0.7968 | -0.0027 | -0.6723 | 0.0012 | 0.2988 | 0.0146 | 3.6354 | -0.013 | -3.237 | -0.0067 | -1.6683 | -0.013 | -3.237 | -0.0067 | -1.6683
595 | [35 empty] | 0 | 0 | 0.1 |  |  | 0 | 0 | 0.1 | [37 empty] | 0 | 0 | 0 | -0.0047 | -1.1703 | 0.0032 | 0.7968 | -0.0027 | -0.6723 | 0.0012 | 0.2988 | 0.0146 | 3.6354 | -0.013 | -3.237 | -0.0067 | -1.6683 | -0.013 | -3.237 | -0.0067 | -1.6683
596 | [35 empty] | 0 | 0 | 0.1 |  |  | 0 | 0 | 0.1 | [37 empty] | 0 | 0 | 0 | -0.0047 | -1.1703 | 0.0032 | 0.7968 | -0.0027 | -0.6723 | 0.0012 | 0.2988 | 0.0146 | 3.6354 | -0.013 | -3.237 | -0.0067 | -1.6683 | -0.013 | -3.237 | -0.0067 | -1.6683
597 | [35 empty] | 0 | 0 | 0.1 |  |  | 0 | 0 | 0.1 | [37 empty] | 0 | 0 | 0 | -0.0047 | -1.1703 | 0.0032 | 0.7968 | -0.0027 | -0.6723 | 0.0012 | 0.2988 | 0.0146 | 3.6354 | -0.013 | -3.237 | -0.0067 | -1.6683 | -0.013 | -3.237 | -0.0067 | -1.6683
598 | [35 empty] | 0 | 0 | 0.1 |  |  | 0 | 0 | 0.1 | [37 empty] | 0 | 0 | 0 | -0.0047 | -1.1703 | 0.0032 | 0.7968 | -0.0027 | -0.6723 | 0.0012 | 0.2988 | 0.0146 | 3.6354 | -0.013 | -3.237 | -0.0067 | -1.6683 | -0.013 | -3.237 | -0.0067 | -1.6683
599 | [35 empty] | 0 | 0 | 0.1 |  |  | 0 | 0 | 0.1 | [37 empty] | 0 | 0 | 0 | -0.0047 | -1.1703 | 0.0032 | 0.7968 | -0.0027 | -0.6723 | 0.0012 | 0.2988 | 0.0146 | 3.6354 | -0.013 | -3.237 | -0.0067 | -1.6683 | -0.013 | -3.237 | -0.0067 | -1.6683
600 | [35 empty] | 0 | 0 | 0.1 |  |  | 0 | 0 | 0.1 | [37 empty] | 0 | 0 | 0 | -0.0047 | -1.1703 | 0.0032 | 0.7968 | -0.0027 | -0.6723 | 0.0012 | 0.2988 | 0.0146 | 3.6354 | -0.013 | -3.237 | -0.0067 | -1.6683 | -0.013 | -3.237 | -0.0067 | -1.6683
601 | [35 empty] | 0 | 0 | 0.1 |  |  | 0 | 0 | 0.1 | [37 empty] | 0 | 0 | 0 | -0.0047 | -1.1703 | 0.0032 | 0.7968 | -0.0027 | -0.6723 | 0.0012 | 0.2988 | 0.0146 | 3.6354 | -0.013 | -3.237 | -0.0067 | -1.6683 | -0.013 | -3.237 | -0.0067 | -1.6683
602 | [35 empty] | 0 | 0 | 0.1 |  |  | 0 | 0 | 0.1 | [37 empty] | 0 | 0 | 0 | -0.0047 | -1.1703 | 0.0032 | 0.7968 | -0.0027 | -0.6723 | 0.0012 | 0.2988 | 0.0146 | 3.6354 | -0.013 | -3.237 | -0.0067 | -1.6683 | -0.013 | -3.237 | -0.0067 | -1.6683
603 | [35 empty] | 0 | 0 | 0.1 |  |  | 0 | 0 | 0.1 | [37 empty] | 0 | 0 | 0 | -0.0047 | -1.1703 | 0.0032 | 0.7968 | -0.0027 | -0.6723 | 0.0012 | 0.2988 | 0.0146 | 3.6354 | -0.013 | -3.237 | -0.0067 | -1.6683 | -0.013 | -3.237 | -0.0067 | -1.6683
604 | [35 empty] | 0 | 0 | 0.1 |  |  | 0 | 0 | 0.1 | [37 empty] | 0 | 0 | 0 | -0.0047 | -1.1703 | 0.0032 | 0.7968 | -0.0027 | -0.6723 | 0.0012 | 0.2988 | 0.0146 | 3.6354 | -0.013 | -3.237 | -0.0067 | -1.6683 | -0.013 | -3.237 | -0.0067 | -1.6683
605 | [35 empty] | 0 | 0 | 0.1 |  |  | 0 | 0 | 0.1 | [37 empty] | 0 | 0 | 0 | -0.0047 | -1.1703 | 0.0032 | 0.7968 | -0.0027 | -0.6723 | 0.0012 | 0.2988 | 0.0146 | 3.6354 | -0.013 | -3.237 | -0.0067 | -1.6683 | -0.013 | -3.237 | -0.0067 | -1.6683
606 | [35 empty] | 0 | 0 | 0.1 |  |  | 0 | 0 | 0.1 | [37 empty] | 0 | 0 | 0 | -0.0047 | -1.1703 | 0.0032 | 0.7968 | -0.0027 | -0.6723 | 0.0012 | 0.2988 | 0.0146 | 3.6354 | -0.013 | -3.237 | -0.0067 | -1.6683 | -0.013 | -3.237 | -0.0067 | -1.6683
607 | [35 empty] | 0 | 0 | 0.1 |  |  | 0 | 0 | 0.1 | [37 empty] | 0 | 0 | 0 | -0.0047 | -1.1703 | 0.0032 | 0.7968 | -0.0027 | -0.6723 | 0.0012 | 0.2988 | 0.0146 | 3.6354 | -0.013 | -3.237 | -0.0067 | -1.6683 | -0.013 | -3.237 | -0.0067 | -1.6683
608 | [35 empty] | 0 | 0 | 0.1 |  |  | 0 | 0 | 0.1 | [37 empty] | 0 | 0 | 0 | -0.0047 | -1.1703 | 0.0032 | 0.7968 | -0.0027 | -0.6723 | 0.0012 | 0.2988 | 0.0146 | 3.6354 | -0.013 | -3.237 | -0.0067 | -1.6683 | -0.013 | -3.237 | -0.0067 | -1.6683
609 | [35 empty] | 0 | 0 | 0.1 |  |  | 0 | 0 | 0.1 | [37 empty] | 0 | 0 | 0 | -0.0047 | -1.1703 | 0.0032 | 0.7968 | -0.0027 | -0.6723 | 0.0012 | 0.2988 | 0.0146 | 3.6354 | -0.013 | -3.237 | -0.0067 | -1.6683 | -0.013 | -3.237 | -0.0067 | -1.6683
610 | [35 empty] | 0 | 0 | 0.1 |  |  | 0 | 0 | 0.1 | [37 empty] | 0 | 0 | 0 | -0.0047 | -1.1703 | 0.0032 | 0.7968 | -0.0027 | -0.6723 | 0.0012 | 0.2988 | 0.0146 | 3.6354 | -0.013 | -3.237 | -0.0067 | -1.6683 | -0.013 | -3.237 | -0.0067 | -1.6683
611 | [35 empty] | 0 | 0 | 0.1 |  |  | 0 | 0 | 0.1 | [37 empty] | 0 | 0 | 0 | -0.0047 | -1.1703 | 0.0032 | 0.7968 | -0.0027 | -0.6723 | 0.0012 | 0.2988 | 0.0146 | 3.6354 | -0.013 | -3.237 | -0.0067 | -1.6683 | -0.013 | -3.237 | -0.0067 | -1.6683
612 | [35 empty] | 0 | 0 | 0.1 |  |  | 0 | 0 | 0.1 | [37 empty] | 0 | 0 | 0 | -0.0047 | -1.1703 | 0.0032 | 0.7968 | -0.0027 | -0.6723 | 0.0012 | 0.2988 | 0.0146 | 3.6354 | -0.013 | -3.237 | -0.0067 | -1.6683 | -0.013 | -3.237 | -0.0067 | -1.6683
613 | [35 empty] | 0 | 0 | 0.1 |  |  | 0 | 0 | 0.1 | [37 empty] | 0 | 0 | 0 | -0.0047 | -1.1703 | 0.0032 | 0.7968 | -0.0027 | -0.6723 | 0.0012 | 0.2988 | 0.0146 | 3.6354 | -0.013 | -3.237 | -0.0067 | -1.6683 | -0.013 | -3.237 | -0.0067 | -1.6683
614 | [35 empty] | 0 | 0 | 0.1 |  |  | 0 | 0 | 0.1 | [37 empty] | 0 | 0 | 0 | -0.0047 | -1.1703 | 0.0032 | 0.7968 | -0.0027 | -0.6723 | 0.0012 | 0.2988 | 0.0146 | 3.6354 | -0.013 | -3.237 | -0.0067 | -1.6683 | -0.013 | -3.237 | -0.0067 | -1.6683
615 | [35 empty] | 0 | 0 | 0.1 |  |  | 0 | 0 | 0.1 | [37 empty] | 0 | 0 | 0 | -0.0047 | -1.1703 | 0.0032 | 0.7968 | -0.0027 | -0.6723 | 0.0012 | 0.2988 | 0.0146 | 3.6354 | -0.013 | -3.237 | -0.0067 | -1.6683 | -0.013 | -3.237 | -0.0067 | -1.6683
616 | [35 empty] | 0 | 0 | 0.1 |  |  | 0 | 0 | 0.1 | [37 empty] | 0 | 0 | 0 | -0.0047 | -1.1703 | 0.0032 | 0.7968 | -0.0027 | -0.6723 | 0.0012 | 0.2988 | 0.0146 | 3.6354 | -0.013 | -3.237 | -0.0067 | -1.6683 | -0.013 | -3.237 | -0.0067 | -1.6683
617 | [35 empty] | 0 | 0 | 0.1 |  |  | 0 | 0 | 0.1 | [37 empty] | 0 | 0 | 0 | -0.0047 | -1.1703 | 0.0032 | 0.7968 | -0.0027 | -0.6723 | 0.0012 | 0.2988 | 0.0146 | 3.6354 | -0.013 | -3.237 | -0.0067 | -1.6683 | -0.013 | -3.237 | -0.0067 | -1.6683
618 | [35 empty] | 0 | 0 | 0.1 |  |  | 0 | 0 | 0.1 | [37 empty] | 0 | 0 | 0 | -0.0047 | -1.1703 | 0.0032 | 0.7968 | -0.0027 | -0.6723 | 0.0012 | 0.2988 | 0.0146 | 3.6354 | -0.013 | -3.237 | -0.0067 | -1.6683 | -0.013 | -3.237 | -0.0067 | -1.6683
619 | [35 empty] | 0 | 0 | 0.1 |  |  | 0 | 0 | 0.1 | [37 empty] | 0 | 0 | 0 | -0.0047 | -1.1703 | 0.0032 | 0.7968 | -0.0027 | -0.6723 | 0.0012 | 0.2988 | 0.0146 | 3.6354 | -0.013 | -3.237 | -0.0067 | -1.6683 | -0.013 | -3.237 | -0.0067 | -1.6683
620 | [35 empty] | 0 | 0 | 0.1 |  |  | 0 | 0 | 0.1 | [37 empty] | 0 | 0 | 0 | -0.0047 | -1.1703 | 0.0032 | 0.7968 | -0.0027 | -0.6723 | 0.0012 | 0.2988 | 0.0146 | 3.6354 | -0.013 | -3.237 | -0.0067 | -1.6683 | -0.013 | -3.237 | -0.0067 | -1.6683
621 | [35 empty] | 0 | 0 | 0.1 |  |  | 0 | 0 | 0.1 | [37 empty] | 0 | 0 | 0 | -0.0047 | -1.1703 | 0.0032 | 0.7968 | -0.0027 | -0.6723 | 0.0012 | 0.2988 | 0.0146 | 3.6354 | -0.013 | -3.237 | -0.0067 | -1.6683 | -0.013 | -3.237 | -0.0067 | -1.6683
622 | [35 empty] | 0 | 0 | 0.1 |  |  | 0 | 0 | 0.1 | [37 empty] | 0 | 0 | 0 | -0.0047 | -1.1703 | 0.0032 | 0.7968 | -0.0027 | -0.6723 | 0.0012 | 0.2988 | 0.0146 | 3.6354 | -0.013 | -3.237 | -0.0067 | -1.6683 | -0.013 | -3.237 | -0.0067 | -1.6683
623 | [35 empty] | 0 | 0 | 0.1 |  |  | 0 | 0 | 0.1 | [37 empty] | 0 | 0 | 0 | -0.0047 | -1.1703 | 0.0032 | 0.7968 | -0.0027 | -0.6723 | 0.0012 | 0.2988 | 0.0146 | 3.6354 | -0.013 | -3.237 | -0.0067 | -1.6683 | -0.013 | -3.237 | -0.0067 | -1.6683
624 | [35 empty] | 0 | 0 | 0.1 |  |  | 0 | 0 | 0.1 | [37 empty] | 0 | 0 | 0 | -0.0047 | -1.1703 | 0.0032 | 0.7968 | -0.0027 | -0.6723 | 0.0012 | 0.2988 | 0.0146 | 3.6354 | -0.013 | -3.237 | -0.0067 | -1.6683 | -0.013 | -3.237 | -0.0067 | -1.6683
625 | [35 empty] | 0 | 0 | 0.1 |  |  | 0 | 0 | 0.1 | [37 empty] | 0 | 0 | 0 | -0.0047 | -1.1703 | 0.0032 | 0.7968 | -0.0027 | -0.6723 | 0.0012 | 0.2988 | 0.0146 | 3.6354 | -0.013 | -3.237 | -0.0067 | -1.6683 | -0.013 | -3.237 | -0.0067 | -1.6683
626 | [35 empty] | 0 | 0 | 0.1 |  |  | 0 | 0 | 0.1 | [37 empty] | 0 | 0 | 0 | -0.0047 | -1.1703 | 0.0032 | 0.7968 | -0.0027 | -0.6723 | 0.0012 | 0.2988 | 0.0146 | 3.6354 | -0.013 | -3.237 | -0.0067 | -1.6683 | -0.013 | -3.237 | -0.0067 | -1.6683
627 | [35 empty] | 0 | 0 | 0.1 |  |  | 0 | 0 | 0.1 | [37 empty] | 0 | 0 | 0 | -0.0047 | -1.1703 | 0.0032 | 0.7968 | -0.0027 | -0.6723 | 0.0012 | 0.2988 | 0.0146 | 3.6354 | -0.013 | -3.237 | -0.0067 | -1.6683 | -0.013 | -3.237 | -0.0067 | -1.6683
628 | [35 empty] | 0 | 0 | 0.1 |  |  | 0 | 0 | 0.1 | [37 empty] | 0 | 0 | 0 | -0.0047 | -1.1703 | 0.0032 | 0.7968 | -0.0027 | -0.6723 | 0.0012 | 0.2988 | 0.0146 | 3.6354 | -0.013 | -3.237 | -0.0067 | -1.6683 | -0.013 | -3.237 | -0.0067 | -1.6683
629 | [35 empty] | 0 | 0 | 0.1 |  |  | 0 | 0 | 0.1 | [37 empty] | 0 | 0 | 0 | -0.0047 | -1.1703 | 0.0032 | 0.7968 | -0.0027 | -0.6723 | 0.0012 | 0.2988 | 0.0146 | 3.6354 | -0.013 | -3.237 | -0.0067 | -1.6683 | -0.013 | -3.237 | -0.0067 | -1.6683
630 | [35 empty] | 0 | 0 | 0.1 |  |  | 0 | 0 | 0.1 | [37 empty] | 0 | 0 | 0 | -0.0047 | -1.1703 | 0.0032 | 0.7968 | -0.0027 | -0.6723 | 0.0012 | 0.2988 | 0.0146 | 3.6354 | -0.013 | -3.237 | -0.0067 | -1.6683 | -0.013 | -3.237 | -0.0067 | -1.6683
631 | [35 empty] | 0 | 0 | 0.1 |  |  | 0 | 0 | 0.1 | [37 empty] | 0 | 0 | 0 | -0.0047 | -1.1703 | 0.0032 | 0.7968 | -0.0027 | -0.6723 | 0.0012 | 0.2988 | 0.0146 | 3.6354 | -0.013 | -3.237 | -0.0067 | -1.6683 | -0.013 | -3.237 | -0.0067 | -1.6683
632 | [35 empty] | 0 | 0 | 0.1 |  |  | 0 | 0 | 0.1 | [37 empty] | 0 | 0 | 0 | -0.0047 | -1.1703 | 0.0032 | 0.7968 | -0.0027 | -0.6723 | 0.0012 | 0.2988 | 0.0146 | 3.6354 | -0.013 | -3.237 | -0.0067 | -1.6683 | -0.013 | -3.237 | -0.0067 | -1.6683
633 | [35 empty] | 0 | 0 | 0.1 |  |  | 0 | 0 | 0.1 | [37 empty] | 0 | 0 | 0 | -0.0047 | -1.1703 | 0.0032 | 0.7968 | -0.0027 | -0.6723 | 0.0012 | 0.2988 | 0.0146 | 3.6354 | -0.013 | -3.237 | -0.0067 | -1.6683 | -0.013 | -3.237 | -0.0067 | -1.6683
634 | [35 empty] | 0 | 0 | 0.1 |  |  | 0 | 0 | 0.1 | [37 empty] | 0 | 0 | 0 | -0.0047 | -1.1703 | 0.0032 | 0.7968 | -0.0027 | -0.6723 | 0.0012 | 0.2988 | 0.0146 | 3.6354 | -0.013 | -3.237 | -0.0067 | -1.6683 | -0.013 | -3.237 | -0.0067 | -1.6683
635 | [35 empty] | 0 | 0 | 0.1 |  |  | 0 | 0 | 0.1 | [37 empty] | 0 | 0 | 0 | -0.0047 | -1.1703 | 0.0032 | 0.7968 | -0.0027 | -0.6723 | 0.0012 | 0.2988 | 0.0146 | 3.6354 | -0.013 | -3.237 | -0.0067 | -1.6683 | -0.013 | -3.237 | -0.0067 | -1.6683
636 | [35 empty] | 0 | 0 | 0.1 |  |  | 0 | 0 | 0.1 | [37 empty] | 0 | 0 | 0 | -0.0047 | -1.1703 | 0.0032 | 0.7968 | -0.0027 | -0.6723 | 0.0012 | 0.2988 | 0.0146 | 3.6354 | -0.013 | -3.237 | -0.0067 | -1.6683 | -0.013 | -3.237 | -0.0067 | -1.6683
637 | [35 empty] | 0 | 0 | 0.1 |  |  | 0 | 0 | 0.1 | [37 empty] | 0 | 0 | 0 | -0.0047 | -1.1703 | 0.0032 | 0.7968 | -0.0027 | -0.6723 | 0.0012 | 0.2988 | 0.0146 | 3.6354 | -0.013 | -3.237 | -0.0067 | -1.6683 | -0.013 | -3.237 | -0.0067 | -1.6683
638 | [35 empty] | 0 | 0 | 0.1 |  |  | 0 | 0 | 0.1 | [37 empty] | 0 | 0 | 0 | -0.0047 | -1.1703 | 0.0032 | 0.7968 | -0.0027 | -0.6723 | 0.0012 | 0.2988 | 0.0146 | 3.6354 | -0.013 | -3.237 | -0.0067 | -1.6683 | -0.013 | -3.237 | -0.0067 | -1.6683
639 | [35 empty] | 0 | 0 | 0.1 |  |  | 0 | 0 | 0.1 | [37 empty] | 0 | 0 | 0 | -0.0047 | -1.1703 | 0.0032 | 0.7968 | -0.0027 | -0.6723 | 0.0012 | 0.2988 | 0.0146 | 3.6354 | -0.013 | -3.237 | -0.0067 | -1.6683 | -0.013 | -3.237 | -0.0067 | -1.6683
640 | [35 empty] | 0 | 0 | 0.1 |  |  | 0 | 0 | 0.1 | [37 empty] | 0 | 0 | 0 | -0.0047 | -1.1703 | 0.0032 | 0.7968 | -0.0027 | -0.6723 | 0.0012 | 0.2988 | 0.0146 | 3.6354 | -0.013 | -3.237 | -0.0067 | -1.6683 | -0.013 | -3.237 | -0.0067 | -1.6683
641 | [35 empty] | 0 | 0 | 0.1 |  |  | 0 | 0 | 0.1 | [37 empty] | 0 | 0 | 0 | -0.0047 | -1.1703 | 0.0032 | 0.7968 | -0.0027 | -0.6723 | 0.0012 | 0.2988 | 0.0146 | 3.6354 | -0.013 | -3.237 | -0.0067 | -1.6683 | -0.013 | -3.237 | -0.0067 | -1.6683
642 | [35 empty] | 0 | 0 | 0.1 |  |  | 0 | 0 | 0.1 | [37 empty] | 0 | 0 | 0 | -0.0047 | -1.1703 | 0.0032 | 0.7968 | -0.0027 | -0.6723 | 0.0012 | 0.2988 | 0.0146 | 3.6354 | -0.013 | -3.237 | -0.0067 | -1.6683 | -0.013 | -3.237 | -0.0067 | -1.6683
643 | [35 empty] | 0 | 0 | 0.1 |  |  | 0 | 0 | 0.1 | [37 empty] | 0 | 0 | 0 | -0.0047 | -1.1703 | 0.0032 | 0.7968 | -0.0027 | -0.6723 | 0.0012 | 0.2988 | 0.0146 | 3.6354 | -0.013 | -3.237 | -0.0067 | -1.6683 | -0.013 | -3.237 | -0.0067 | -1.6683
644 | [35 empty] | 0 | 0 | 0.1 |  |  | 0 | 0 | 0.1 | [37 empty] | 0 | 0 | 0 | -0.0047 | -1.1703 | 0.0032 | 0.7968 | -0.0027 | -0.6723 | 0.0012 | 0.2988 | 0.0146 | 3.6354 | -0.013 | -3.237 | -0.0067 | -1.6683 | -0.013 | -3.237 | -0.0067 | -1.6683
645 | [35 empty] | 0 | 0 | 0.1 |  |  | 0 | 0 | 0.1 | [37 empty] | 0 | 0 | 0 | -0.0047 | -1.1703 | 0.0032 | 0.7968 | -0.0027 | -0.6723 | 0.0012 | 0.2988 | 0.0146 | 3.6354 | -0.013 | -3.237 | -0.0067 | -1.6683 | -0.013 | -3.237 | -0.0067 | -1.6683
646 | [35 empty] | 0 | 0 | 0.1 |  |  | 0 | 0 | 0.1 | [37 empty] | 0 | 0 | 0 | -0.0047 | -1.1703 | 0.0032 | 0.7968 | -0.0027 | -0.6723 | 0.0012 | 0.2988 | 0.0146 | 3.6354 | -0.013 | -3.237 | -0.0067 | -1.6683 | -0.013 | -3.237 | -0.0067 | -1.6683
647 | [35 empty] | 0 | 0 | 0.1 |  |  | 0 | 0 | 0.1 | [37 empty] | 0 | 0 | 0 | -0.0047 | -1.1703 | 0.0032 | 0.7968 | -0.0027 | -0.6723 | 0.0012 | 0.2988 | 0.0146 | 3.6354 | -0.013 | -3.237 | -0.0067 | -1.6683 | -0.013 | -3.237 | -0.0067 | -1.6683
648 | [35 empty] | 0 | 0 | 0.1 |  |  | 0 | 0 | 0.1 | [37 empty] | 0 | 0 | 0 | -0.0047 | -1.1703 | 0.0032 | 0.7968 | -0.0027 | -0.6723 | 0.0012 | 0.2988 | 0.0146 | 3.6354 | -0.013 | -3.237 | -0.0067 | -1.6683 | -0.013 | -3.237 | -0.0067 | -1.6683
649 | [35 empty] | 0 | 0 | 0.1 |  |  | 0 | 0 | 0.1 | [37 empty] | 0 | 0 | 0 | -0.0047 | -1.1703 | 0.0032 | 0.7968 | -0.0027 | -0.6723 | 0.0012 | 0.2988 | 0.0146 | 3.6354 | -0.013 | -3.237 | -0.0067 | -1.6683 | -0.013 | -3.237 | -0.0067 | -1.6683
650 | [35 empty] | 0 | 0 | 0.1 |  |  | 0 | 0 | 0.1 | [37 empty] | 0 | 0 | 0 | -0.0047 | -1.1703 | 0.0032 | 0.7968 | -0.0027 | -0.6723 | 0.0012 | 0.2988 | 0.0146 | 3.6354 | -0.013 | -3.237 | -0.0067 | -1.6683 | -0.013 | -3.237 | -0.0067 | -1.6683
651 | [35 empty] | 0 | 0 | 0.1 |  |  | 0 | 0 | 0.1 | [37 empty] | 0 | 0 | 0 | -0.0047 | -1.1703 | 0.0032 | 0.7968 | -0.0027 | -0.6723 | 0.0012 | 0.2988 | 0.0146 | 3.6354 | -0.013 | -3.237 | -0.0067 | -1.6683 | -0.013 | -3.237 | -0.0067 | -1.6683
652 | [35 empty] | 0 | 0 | 0.1 |  |  | 0 | 0 | 0.1 | [37 empty] | 0 | 0 | 0 | -0.0047 | -1.1703 | 0.0032 | 0.7968 | -0.0027 | -0.6723 | 0.0012 | 0.2988 | 0.0146 | 3.6354 | -0.013 | -3.237 | -0.0067 | -1.6683 | -0.013 | -3.237 | -0.0067 | -1.6683
653 | [35 empty] | 0 | 0 | 0.1 |  |  | 0 | 0 | 0.1 | [37 empty] | 0 | 0 | 0 | -0.0047 | -1.1703 | 0.0032 | 0.7968 | -0.0027 | -0.6723 | 0.0012 | 0.2988 | 0.0146 | 3.6354 | -0.013 | -3.237 | -0.0067 | -1.6683 | -0.013 | -3.237 | -0.0067 | -1.6683
654 | [35 empty] | 0 | 0 | 0.1 |  |  | 0 | 0 | 0.1 | [37 empty] | 0 | 0 | 0 | -0.0047 | -1.1703 | 0.0032 | 0.7968 | -0.0027 | -0.6723 | 0.0012 | 0.2988 | 0.0146 | 3.6354 | -0.013 | -3.237 | -0.0067 | -1.6683 | -0.013 | -3.237 | -0.0067 | -1.6683
655 | [35 empty] | 0 | 0 | 0.1 |  |  | 0 | 0 | 0.1 | [37 empty] | 0 | 0 | 0 | -0.0047 | -1.1703 | 0.0032 | 0.7968 | -0.0027 | -0.6723 | 0.0012 | 0.2988 | 0.0146 | 3.6354 | -0.013 | -3.237 | -0.0067 | -1.6683 | -0.013 | -3.237 | -0.0067 | -1.6683
656 | [35 empty] | 0 | 0 | 0.1 |  |  | 0 | 0 | 0.1 | [37 empty] | 0 | 0 | 0 | -0.0047 | -1.1703 | 0.0032 | 0.7968 | -0.0027 | -0.6723 | 0.0012 | 0.2988 | 0.0146 | 3.6354 | -0.013 | -3.237 | -0.0067 | -1.6683 | -0.013 | -3.237 | -0.0067 | -1.6683
657 | [35 empty] | 0 | 0 | 0.1 |  |  | 0 | 0 | 0.1 | [37 empty] | 0 | 0 | 0 | -0.0047 | -1.1703 | 0.0032 | 0.7968 | -0.0027 | -0.6723 | 0.0012 | 0.2988 | 0.0146 | 3.6354 | -0.013 | -3.237 | -0.0067 | -1.6683 | -0.013 | -3.237 | -0.0067 | -1.6683
658 | [35 empty] | 0 | 0 | 0.1 |  |  | 0 | 0 | 0.1 | [37 empty] | 0 | 0 | 0 | -0.0047 | -1.1703 | 0.0032 | 0.7968 | -0.0027 | -0.6723 | 0.0012 | 0.2988 | 0.0146 | 3.6354 | -0.013 | -3.237 | -0.0067 | -1.6683 | -0.013 | -3.237 | -0.0067 | -1.6683
659 | [35 empty] | 0 | 0 | 0.1 |  |  | 0 | 0 | 0.1 | [37 empty] | 0 | 0 | 0 | -0.0047 | -1.1703 | 0.0032 | 0.7968 | -0.0027 | -0.6723 | 0.0012 | 0.2988 | 0.0146 | 3.6354 | -0.013 | -3.237 | -0.0067 | -1.6683 | -0.013 | -3.237 | -0.0067 | -1.6683
660 | [35 empty] | 0 | 0 | 0.1 |  |  | 0 | 0 | 0.1 | [37 empty] | 0 | 0 | 0 | -0.0047 | -1.1703 | 0.0032 | 0.7968 | -0.0027 | -0.6723 | 0.0012 | 0.2988 | 0.0146 | 3.6354 | -0.013 | -3.237 | -0.0067 | -1.6683 | -0.013 | -3.237 | -0.0067 | -1.6683
661 | [35 empty] | 0 | 0 | 0.1 |  |  | 0 | 0 | 0.1 | [37 empty] | 0 | 0 | 0 | -0.0047 | -1.1703 | 0.0032 | 0.7968 | -0.0027 | -0.6723 | 0.0012 | 0.2988 | 0.0146 | 3.6354 | -0.013 | -3.237 | -0.0067 | -1.6683 | -0.013 | -3.237 | -0.0067 | -1.6683
662 | [35 empty] | 0 | 0 | 0.1 |  |  | 0 | 0 | 0.1 | [37 empty] | 0 | 0 | 0 | -0.0047 | -1.1703 | 0.0032 | 0.7968 | -0.0027 | -0.6723 | 0.0012 | 0.2988 | 0.0146 | 3.6354 | -0.013 | -3.237 | -0.0067 | -1.6683 | -0.013 | -3.237 | -0.0067 | -1.6683
663 | [35 empty] | 0 | 0 | 0.1 |  |  | 0 | 0 | 0.1 | [37 empty] | 0 | 0 | 0 | -0.0047 | -1.1703 | 0.0032 | 0.7968 | -0.0027 | -0.6723 | 0.0012 | 0.2988 | 0.0146 | 3.6354 | -0.013 | -3.237 | -0.0067 | -1.6683 | -0.013 | -3.237 | -0.0067 | -1.6683
664 | [35 empty] | 0 | 0 | 0.1 |  |  | 0 | 0 | 0.1 | [37 empty] | 0 | 0 | 0 | -0.0047 | -1.1703 | 0.0032 | 0.7968 | -0.0027 | -0.6723 | 0.0012 | 0.2988 | 0.0146 | 3.6354 | -0.013 | -3.237 | -0.0067 | -1.6683 | -0.013 | -3.237 | -0.0067 | -1.6683
665 | [35 empty] | 0 | 0 | 0.1 |  |  | 0 | 0 | 0.1 | [37 empty] | 0 | 0 | 0 | -0.0047 | -1.1703 | 0.0032 | 0.7968 | -0.0027 | -0.6723 | 0.0012 | 0.2988 | 0.0146 | 3.6354 | -0.013 | -3.237 | -0.0067 | -1.6683 | -0.013 | -3.237 | -0.0067 | -1.6683
666 | [35 empty] | 0 | 0 | 0.1 |  |  | 0 | 0 | 0.1 | [37 empty] | 0 | 0 | 0 | -0.0047 | -1.1703 | 0.0032 | 0.7968 | -0.0027 | -0.6723 | 0.0012 | 0.2988 | 0.0146 | 3.6354 | -0.013 | -3.237 | -0.0067 | -1.6683 | -0.013 | -3.237 | -0.0067 | -1.6683
667 | [35 empty] | 0 | 0 | 0.1 |  |  | 0 | 0 | 0.1 | [37 empty] | 0 | 0 | 0 | -0.0047 | -1.1703 | 0.0032 | 0.7968 | -0.0027 | -0.6723 | 0.0012 | 0.2988 | 0.0146 | 3.6354 | -0.013 | -3.237 | -0.0067 | -1.6683 | -0.013 | -3.237 | -0.0067 | -1.6683
668 | [35 empty] | 0 | 0 | 0.1 |  |  | 0 | 0 | 0.1 | [37 empty] | 0 | 0 | 0 | -0.0047 | -1.1703 | 0.0032 | 0.7968 | -0.0027 | -0.6723 | 0.0012 | 0.2988 | 0.0146 | 3.6354 | -0.013 | -3.237 | -0.0067 | -1.6683 | -0.013 | -3.237 | -0.0067 | -1.6683
669 | [35 empty] | 0 | 0 | 0.1 |  |  | 0 | 0 | 0.1 | [37 empty] | 0 | 0 | 0 | -0.0047 | -1.1703 | 0.0032 | 0.7968 | -0.0027 | -0.6723 | 0.0012 | 0.2988 | 0.0146 | 3.6354 | -0.013 | -3.237 | -0.0067 | -1.6683 | -0.013 | -3.237 | -0.0067 | -1.6683
670 | [35 empty] | 0 | 0 | 0.1 |  |  | 0 | 0 | 0.1 | [37 empty] | 0 | 0 | 0 | -0.0047 | -1.1703 | 0.0032 | 0.7968 | -0.0027 | -0.6723 | 0.0012 | 0.2988 | 0.0146 | 3.6354 | -0.013 | -3.237 | -0.0067 | -1.6683 | -0.013 | -3.237 | -0.0067 | -1.6683
671 | [35 empty] | 0 | 0 | 0.1 |  |  | 0 | 0 | 0.1 | [37 empty] | 0 | 0 | 0 | -0.0047 | -1.1703 | 0.0032 | 0.7968 | -0.0027 | -0.6723 | 0.0012 | 0.2988 | 0.0146 | 3.6354 | -0.013 | -3.237 | -0.0067 | -1.6683 | -0.013 | -3.237 | -0.0067 | -1.6683
672 | [35 empty] | 0 | 0 | 0.1 |  |  | 0 | 0 | 0.1 | [37 empty] | 0 | 0 | 0 | -0.0047 | -1.1703 | 0.0032 | 0.7968 | -0.0027 | -0.6723 | 0.0012 | 0.2988 | 0.0146 | 3.6354 | -0.013 | -3.237 | -0.0067 | -1.6683 | -0.013 | -3.237 | -0.0067 | -1.6683
673 | [35 empty] | 0 | 0 | 0.1 |  |  | 0 | 0 | 0.1 | [37 empty] | 0 | 0 | 0 | -0.0047 | -1.1703 | 0.0032 | 0.7968 | -0.0027 | -0.6723 | 0.0012 | 0.2988 | 0.0146 | 3.6354 | -0.013 | -3.237 | -0.0067 | -1.6683 | -0.013 | -3.237 | -0.0067 | -1.6683
674 | [35 empty] | 0 | 0 | 0.1 |  |  | 0 | 0 | 0.1 | [37 empty] | 0 | 0 | 0 | -0.0047 | -1.1703 | 0.0032 | 0.7968 | -0.0027 | -0.6723 | 0.0012 | 0.2988 | 0.0146 | 3.6354 | -0.013 | -3.237 | -0.0067 | -1.6683 | -0.013 | -3.237 | -0.0067 | -1.6683
675 | [35 empty] | 0 | 0 | 0.1 |  |  | 0 | 0 | 0.1 | [37 empty] | 0 | 0 | 0 | -0.0047 | -1.1703 | 0.0032 | 0.7968 | -0.0027 | -0.6723 | 0.0012 | 0.2988 | 0.0146 | 3.6354 | -0.013 | -3.237 | -0.0067 | -1.6683 | -0.013 | -3.237 | -0.0067 | -1.6683
676 | [35 empty] | 0 | 0 | 0.1 |  |  | 0 | 0 | 0.1 | [37 empty] | 0 | 0 | 0 | -0.0047 | -1.1703 | 0.0032 | 0.7968 | -0.0027 | -0.6723 | 0.0012 | 0.2988 | 0.0146 | 3.6354 | -0.013 | -3.237 | -0.0067 | -1.6683 | -0.013 | -3.237 | -0.0067 | -1.6683
677 | [35 empty] | 0 | 0 | 0.1 |  |  | 0 | 0 | 0.1 | [37 empty] | 0 | 0 | 0 | -0.0047 | -1.1703 | 0.0032 | 0.7968 | -0.0027 | -0.6723 | 0.0012 | 0.2988 | 0.0146 | 3.6354 | -0.013 | -3.237 | -0.0067 | -1.6683 | -0.013 | -3.237 | -0.0067 | -1.6683
678 | [35 empty] | 0 | 0 | 0.1 |  |  | 0 | 0 | 0.1 | [37 empty] | 0 | 0 | 0 | -0.0047 | -1.1703 | 0.0032 | 0.7968 | -0.0027 | -0.6723 | 0.0012 | 0.2988 | 0.0146 | 3.6354 | -0.013 | -3.237 | -0.0067 | -1.6683 | -0.013 | -3.237 | -0.0067 | -1.6683
679 | [35 empty] | 0 | 0 | 0.1 |  |  | 0 | 0 | 0.1 | [37 empty] | 0 | 0 | 0 | -0.0047 | -1.1703 | 0.0032 | 0.7968 | -0.0027 | -0.6723 | 0.0012 | 0.2988 | 0.0146 | 3.6354 | -0.013 | -3.237 | -0.0067 | -1.6683 | -0.013 | -3.237 | -0.0067 | -1.6683
680 | [35 empty] | 0 | 0 | 0.1 |  |  | 0 | 0 | 0.1 | [37 empty] | 0 | 0 | 0 | -0.0047 | -1.1703 | 0.0032 | 0.7968 | -0.0027 | -0.6723 | 0.0012 | 0.2988 | 0.0146 | 3.6354 | -0.013 | -3.237 | -0.0067 | -1.6683 | -0.013 | -3.237 | -0.0067 | -1.6683
681 | [35 empty] | 0 | 0 | 0.1 |  |  | 0 | 0 | 0.1 | [37 empty] | 0 | 0 | 0 | -0.0047 | -1.1703 | 0.0032 | 0.7968 | -0.0027 | -0.6723 | 0.0012 | 0.2988 | 0.0146 | 3.6354 | -0.013 | -3.237 | -0.0067 | -1.6683 | -0.013 | -3.237 | -0.0067 | -1.6683
682 | [35 empty] | 0 | 0 | 0.1 |  |  | 0 | 0 | 0.1 | [37 empty] | 0 | 0 | 0 | -0.0047 | -1.1703 | 0.0032 | 0.7968 | -0.0027 | -0.6723 | 0.0012 | 0.2988 | 0.0146 | 3.6354 | -0.013 | -3.237 | -0.0067 | -1.6683 | -0.013 | -3.237 | -0.0067 | -1.6683
683 | [35 empty] | 0 | 0 | 0.1 |  |  | 0 | 0 | 0.1 | [37 empty] | 0 | 0 | 0 | -0.0047 | -1.1703 | 0.0032 | 0.7968 | -0.0027 | -0.6723 | 0.0012 | 0.2988 | 0.0146 | 3.6354 | -0.013 | -3.237 | -0.0067 | -1.6683 | -0.013 | -3.237 | -0.0067 | -1.6683
684 | [35 empty] | 0 | 0 | 0.1 |  |  | 0 | 0 | 0.1 | [37 empty] | 0 | 0 | 0 | -0.0047 | -1.1703 | 0.0032 | 0.7968 | -0.0027 | -0.6723 | 0.0012 | 0.2988 | 0.0146 | 3.6354 | -0.013 | -3.237 | -0.0067 | -1.6683 | -0.013 | -3.237 | -0.0067 | -1.6683
685 | [35 empty] | 0 | 0 | 0.1 |  |  | 0 | 0 | 0.1 | [37 empty] | 0 | 0 | 0 | -0.0047 | -1.1703 | 0.0032 | 0.7968 | -0.0027 | -0.6723 | 0.0012 | 0.2988 | 0.0146 | 3.6354 | -0.013 | -3.237 | -0.0067 | -1.6683 | -0.013 | -3.237 | -0.0067 | -1.6683
686 | [35 empty] | 0 | 0 | 0.1 |  |  | 0 | 0 | 0.1 | [37 empty] | 0 | 0 | 0 | -0.0047 | -1.1703 | 0.0032 | 0.7968 | -0.0027 | -0.6723 | 0.0012 | 0.2988 | 0.0146 | 3.6354 | -0.013 | -3.237 | -0.0067 | -1.6683 | -0.013 | -3.237 | -0.0067 | -1.6683
687 | [35 empty] | 0 | 0 | 0.1 |  |  | 0 | 0 | 0.1 | [37 empty] | 0 | 0 | 0 | -0.0047 | -1.1703 | 0.0032 | 0.7968 | -0.0027 | -0.6723 | 0.0012 | 0.2988 | 0.0146 | 3.6354 | -0.013 | -3.237 | -0.0067 | -1.6683 | -0.013 | -3.237 | -0.0067 | -1.6683
688 | [35 empty] | 0 | 0 | 0.1 |  |  | 0 | 0 | 0.1 | [37 empty] | 0 | 0 | 0 | -0.0047 | -1.1703 | 0.0032 | 0.7968 | -0.0027 | -0.6723 | 0.0012 | 0.2988 | 0.0146 | 3.6354 | -0.013 | -3.237 | -0.0067 | -1.6683 | -0.013 | -3.237 | -0.0067 | -1.6683
689 | [35 empty] | 0 | 0 | 0.1 |  |  | 0 | 0 | 0.1 | [37 empty] | 0 | 0 | 0 | -0.0047 | -1.1703 | 0.0032 | 0.7968 | -0.0027 | -0.6723 | 0.0012 | 0.2988 | 0.0146 | 3.6354 | -0.013 | -3.237 | -0.0067 | -1.6683 | -0.013 | -3.237 | -0.0067 | -1.6683
690 | [35 empty] | 0 | 0 | 0.1 |  |  | 0 | 0 | 0.1 | [37 empty] | 0 | 0 | 0 | -0.0047 | -1.1703 | 0.0032 | 0.7968 | -0.0027 | -0.6723 | 0.0012 | 0.2988 | 0.0146 | 3.6354 | -0.013 | -3.237 | -0.0067 | -1.6683 | -0.013 | -3.237 | -0.0067 | -1.6683
691 | [35 empty] | 0 | 0 | 0.1 |  |  | 0 | 0 | 0.1 | [37 empty] | 0 | 0 | 0 | -0.0047 | -1.1703 | 0.0032 | 0.7968 | -0.0027 | -0.6723 | 0.0012 | 0.2988 | 0.0146 | 3.6354 | -0.013 | -3.237 | -0.0067 | -1.6683 | -0.013 | -3.237 | -0.0067 | -1.6683
692 | [35 empty] | 0 | 0 | 0.1 |  |  | 0 | 0 | 0.1 | [37 empty] | 0 | 0 | 0 | -0.0047 | -1.1703 | 0.0032 | 0.7968 | -0.0027 | -0.6723 | 0.0012 | 0.2988 | 0.0146 | 3.6354 | -0.013 | -3.237 | -0.0067 | -1.6683 | -0.013 | -3.237 | -0.0067 | -1.6683
693 | [35 empty] | 0 | 0 | 0.1 |  |  | 0 | 0 | 0.1 | [37 empty] | 0 | 0 | 0 | -0.0047 | -1.1703 | 0.0032 | 0.7968 | -0.0027 | -0.6723 | 0.0012 | 0.2988 | 0.0146 | 3.6354 | -0.013 | -3.237 | -0.0067 | -1.6683 | -0.013 | -3.237 | -0.0067 | -1.6683
694 | [35 empty] | 0 | 0 | 0.1 |  |  | 0 | 0 | 0.1 | [37 empty] | 0 | 0 | 0 | -0.0047 | -1.1703 | 0.0032 | 0.7968 | -0.0027 | -0.6723 | 0.0012 | 0.2988 | 0.0146 | 3.6354 | -0.013 | -3.237 | -0.0067 | -1.6683 | -0.013 | -3.237 | -0.0067 | -1.6683
695 | [35 empty] | 0 | 0 | 0.1 |  |  | 0 | 0 | 0.1 | [37 empty] | 0 | 0 | 0 | -0.0047 | -1.1703 | 0.0032 | 0.7968 | -0.0027 | -0.6723 | 0.0012 | 0.2988 | 0.0146 | 3.6354 | -0.013 | -3.237 | -0.0067 | -1.6683 | -0.013 | -3.237 | -0.0067 | -1.6683
696 | [35 empty] | 0 | 0 | 0.1 |  |  | 0 | 0 | 0.1 | [37 empty] | 0 | 0 | 0 | -0.0047 | -1.1703 | 0.0032 | 0.7968 | -0.0027 | -0.6723 | 0.0012 | 0.2988 | 0.0146 | 3.6354 | -0.013 | -3.237 | -0.0067 | -1.6683 | -0.013 | -3.237 | -0.0067 | -1.6683
697 | [35 empty] | 0 | 0 | 0.1 |  |  | 0 | 0 | 0.1 | [37 empty] | 0 | 0 | 0 | -0.0047 | -1.1703 | 0.0032 | 0.7968 | -0.0027 | -0.6723 | 0.0012 | 0.2988 | 0.0146 | 3.6354 | -0.013 | -3.237 | -0.0067 | -1.6683 | -0.013 | -3.237 | -0.0067 | -1.6683
698 | [35 empty] | 0 | 0 | 0.1 |  |  | 0 | 0 | 0.1 | [37 empty] | 0 | 0 | 0 | -0.0047 | -1.1703 | 0.0032 | 0.7968 | -0.0027 | -0.6723 | 0.0012 | 0.2988 | 0.0146 | 3.6354 | -0.013 | -3.237 | -0.0067 | -1.6683 | -0.013 | -3.237 | -0.0067 | -1.6683
699 | [35 empty] | 0 | 0 | 0.1 |  |  | 0 | 0 | 0.1 | [37 empty] | 0 | 0 | 0 | -0.0047 | -1.1703 | 0.0032 | 0.7968 | -0.0027 | -0.6723 | 0.0012 | 0.2988 | 0.0146 | 3.6354 | -0.013 | -3.237 | -0.0067 | -1.6683 | -0.013 | -3.237 | -0.0067 | -1.6683
700 | [35 empty] | 0 | 0 | 0.1 |  |  | 0 | 0 | 0.1 | [37 empty] | 0 | 0 | 0 | -0.0047 | -1.1703 | 0.0032 | 0.7968 | -0.0027 | -0.6723 | 0.0012 | 0.2988 | 0.0146 | 3.6354 | -0.013 | -3.237 | -0.0067 | -1.6683 | -0.013 | -3.237 | -0.0067 | -1.6683
701 | [35 empty] | 0 | 0 | 0.1 |  |  | 0 | 0 | 0.1 | [37 empty] | 0 | 0 | 0 | -0.0047 | -1.1703 | 0.0032 | 0.7968 | -0.0027 | -0.6723 | 0.0012 | 0.2988 | 0.0146 | 3.6354 | -0.013 | -3.237 | -0.0067 | -1.6683 | -0.013 | -3.237 | -0.0067 | -1.6683
702 | [35 empty] | 0 | 0 | 0.1 |  |  | 0 | 0 | 0.1 | [37 empty] | 0 | 0 | 0 | -0.0047 | -1.1703 | 0.0032 | 0.7968 | -0.0027 | -0.6723 | 0.0012 | 0.2988 | 0.0146 | 3.6354 | -0.013 | -3.237 | -0.0067 | -1.6683 | -0.013 | -3.237 | -0.0067 | -1.6683
703 | [35 empty] | 0 | 0 | 0.1 |  |  | 0 | 0 | 0.1 | [37 empty] | 0 | 0 | 0 | -0.0047 | -1.1703 | 0.0032 | 0.7968 | -0.0027 | -0.6723 | 0.0012 | 0.2988 | 0.0146 | 3.6354 | -0.013 | -3.237 | -0.0067 | -1.6683 | -0.013 | -3.237 | -0.0067 | -1.6683
704 | [35 empty] | 0 | 0 | 0.1 |  |  | 0 | 0 | 0.1 | [37 empty] | 0 | 0 | 0 | -0.0047 | -1.1703 | 0.0032 | 0.7968 | -0.0027 | -0.6723 | 0.0012 | 0.2988 | 0.0146 | 3.6354 | -0.013 | -3.237 | -0.0067 | -1.6683 | -0.013 | -3.237 | -0.0067 | -1.6683
705 | [35 empty] | 0 | 0 | 0.1 |  |  | 0 | 0 | 0.1 | [37 empty] | 0 | 0 | 0 | -0.0047 | -1.1703 | 0.0032 | 0.7968 | -0.0027 | -0.6723 | 0.0012 | 0.2988 | 0.0146 | 3.6354 | -0.013 | -3.237 | -0.0067 | -1.6683 | -0.013 | -3.237 | -0.0067 | -1.6683
706 | [35 empty] | 0 | 0 | 0.1 |  |  | 0 | 0 | 0.1 | [37 empty] | 0 | 0 | 0 | -0.0047 | -1.1703 | 0.0032 | 0.7968 | -0.0027 | -0.6723 | 0.0012 | 0.2988 | 0.0146 | 3.6354 | -0.013 | -3.237 | -0.0067 | -1.6683 | -0.013 | -3.237 | -0.0067 | -1.6683
707 | [35 empty] | 0 | 0 | 0.1 |  |  | 0 | 0 | 0.1 | [37 empty] | 0 | 0 | 0 | -0.0047 | -1.1703 | 0.0032 | 0.7968 | -0.0027 | -0.6723 | 0.0012 | 0.2988 | 0.0146 | 3.6354 | -0.013 | -3.237 | -0.0067 | -1.6683 | -0.013 | -3.237 | -0.0067 | -1.6683
708 | [35 empty] | 0 | 0 | 0.1 |  |  | 0 | 0 | 0.1 | [37 empty] | 0 | 0 | 0 | -0.0047 | -1.1703 | 0.0032 | 0.7968 | -0.0027 | -0.6723 | 0.0012 | 0.2988 | 0.0146 | 3.6354 | -0.013 | -3.237 | -0.0067 | -1.6683 | -0.013 | -3.237 | -0.0067 | -1.6683
709 | [35 empty] | 0 | 0 | 0.1 |  |  | 0 | 0 | 0.1 | [37 empty] | 0 | 0 | 0 | -0.0047 | -1.1703 | 0.0032 | 0.7968 | -0.0027 | -0.6723 | 0.0012 | 0.2988 | 0.0146 | 3.6354 | -0.013 | -3.237 | -0.0067 | -1.6683 | -0.013 | -3.237 | -0.0067 | -1.6683
710 | [35 empty] | 0 | 0 | 0.1 |  |  | 0 | 0 | 0.1 | [37 empty] | 0 | 0 | 0 | -0.0047 | -1.1703 | 0.0032 | 0.7968 | -0.0027 | -0.6723 | 0.0012 | 0.2988 | 0.0146 | 3.6354 | -0.013 | -3.237 | -0.0067 | -1.6683 | -0.013 | -3.237 | -0.0067 | -1.6683
711 | [35 empty] | 0 | 0 | 0.1 |  |  | 0 | 0 | 0.1 | [37 empty] | 0 | 0 | 0 | -0.0047 | -1.1703 | 0.0032 | 0.7968 | -0.0027 | -0.6723 | 0.0012 | 0.2988 | 0.0146 | 3.6354 | -0.013 | -3.237 | -0.0067 | -1.6683 | -0.013 | -3.237 | -0.0067 | -1.6683
712 | [35 empty] | 0 | 0 | 0.1 |  |  | 0 | 0 | 0.1 | [37 empty] | 0 | 0 | 0 | -0.0047 | -1.1703 | 0.0032 | 0.7968 | -0.0027 | -0.6723 | 0.0012 | 0.2988 | 0.0146 | 3.6354 | -0.013 | -3.237 | -0.0067 | -1.6683 | -0.013 | -3.237 | -0.0067 | -1.6683
713 | [35 empty] | 0 | 0 | 0.1 |  |  | 0 | 0 | 0.1 | [37 empty] | 0 | 0 | 0 | -0.0047 | -1.1703 | 0.0032 | 0.7968 | -0.0027 | -0.6723 | 0.0012 | 0.2988 | 0.0146 | 3.6354 | -0.013 | -3.237 | -0.0067 | -1.6683 | -0.013 | -3.237 | -0.0067 | -1.6683
714 | [35 empty] | 0 | 0 | 0.1 |  |  | 0 | 0 | 0.1 | [37 empty] | 0 | 0 | 0 | -0.0047 | -1.1703 | 0.0032 | 0.7968 | -0.0027 | -0.6723 | 0.0012 | 0.2988 | 0.0146 | 3.6354 | -0.013 | -3.237 | -0.0067 | -1.6683 | -0.013 | -3.237 | -0.0067 | -1.6683
715 | [35 empty] | 0 | 0 | 0.1 |  |  | 0 | 0 | 0.1 | [37 empty] | 0 | 0 | 0 | -0.0047 | -1.1703 | 0.0032 | 0.7968 | -0.0027 | -0.6723 | 0.0012 | 0.2988 | 0.0146 | 3.6354 | -0.013 | -3.237 | -0.0067 | -1.6683 | -0.013 | -3.237 | -0.0067 | -1.6683
716 | [35 empty] | 0 | 0 | 0.1 |  |  | 0 | 0 | 0.1 | [37 empty] | 0 | 0 | 0 | -0.0047 | -1.1703 | 0.0032 | 0.7968 | -0.0027 | -0.6723 | 0.0012 | 0.2988 | 0.0146 | 3.6354 | -0.013 | -3.237 | -0.0067 | -1.6683 | -0.013 | -3.237 | -0.0067 | -1.6683
717 | [35 empty] | 0 | 0 | 0.1 |  |  | 0 | 0 | 0.1 | [37 empty] | 0 | 0 | 0 | -0.0047 | -1.1703 | 0.0032 | 0.7968 | -0.0027 | -0.6723 | 0.0012 | 0.2988 | 0.0146 | 3.6354 | -0.013 | -3.237 | -0.0067 | -1.6683 | -0.013 | -3.237 | -0.0067 | -1.6683
718 | [35 empty] | 0 | 0 | 0.1 |  |  | 0 | 0 | 0.1 | [37 empty] | 0 | 0 | 0 | -0.0047 | -1.1703 | 0.0032 | 0.7968 | -0.0027 | -0.6723 | 0.0012 | 0.2988 | 0.0146 | 3.6354 | -0.013 | -3.237 | -0.0067 | -1.6683 | -0.013 | -3.237 | -0.0067 | -1.6683
719 | [35 empty] | 0 | 0 | 0.1 |  |  | 0 | 0 | 0.1 | [37 empty] | 0 | 0 | 0 | -0.0047 | -1.1703 | 0.0032 | 0.7968 | -0.0027 | -0.6723 | 0.0012 | 0.2988 | 0.0146 | 3.6354 | -0.013 | -3.237 | -0.0067 | -1.6683 | -0.013 | -3.237 | -0.0067 | -1.6683
720 | [35 empty] | 0 | 0 | 0.1 |  |  | 0 | 0 | 0.1 | [37 empty] | 0 | 0 | 0 | -0.0047 | -1.1703 | 0.0032 | 0.7968 | -0.0027 | -0.6723 | 0.0012 | 0.2988 | 0.0146 | 3.6354 | -0.013 | -3.237 | -0.0067 | -1.6683 | -0.013 | -3.237 | -0.0067 | -1.6683
721 | [35 empty] | 0 | 0 | 0.1 |  |  | 0 | 0 | 0.1 | [37 empty] | 0 | 0 | 0 | -0.0047 | -1.1703 | 0.0032 | 0.7968 | -0.0027 | -0.6723 | 0.0012 | 0.2988 | 0.0146 | 3.6354 | -0.013 | -3.237 | -0.0067 | -1.6683 | -0.013 | -3.237 | -0.0067 | -1.6683
722 | [35 empty] | 0 | 0 | 0.1 |  |  | 0 | 0 | 0.1 | [37 empty] | 0 | 0 | 0 | -0.0047 | -1.1703 | 0.0032 | 0.7968 | -0.0027 | -0.6723 | 0.0012 | 0.2988 | 0.0146 | 3.6354 | -0.013 | -3.237 | -0.0067 | -1.6683 | -0.013 | -3.237 | -0.0067 | -1.6683
723 | [35 empty] | 0 | 0 | 0.1 |  |  | 0 | 0 | 0.1 | [37 empty] | 0 | 0 | 0 | -0.0047 | -1.1703 | 0.0032 | 0.7968 | -0.0027 | -0.6723 | 0.0012 | 0.2988 | 0.0146 | 3.6354 | -0.013 | -3.237 | -0.0067 | -1.6683 | -0.013 | -3.237 | -0.0067 | -1.6683
724 | [35 empty] | 0 | 0 | 0.1 |  |  | 0 | 0 | 0.1 | [37 empty] | 0 | 0 | 0 | -0.0047 | -1.1703 | 0.0032 | 0.7968 | -0.0027 | -0.6723 | 0.0012 | 0.2988 | 0.0146 | 3.6354 | -0.013 | -3.237 | -0.0067 | -1.6683 | -0.013 | -3.237 | -0.0067 | -1.6683
725 | [35 empty] | 0 | 0 | 0.1 |  |  | 0 | 0 | 0.1 | [37 empty] | 0 | 0 | 0 | -0.0047 | -1.1703 | 0.0032 | 0.7968 | -0.0027 | -0.6723 | 0.0012 | 0.2988 | 0.0146 | 3.6354 | -0.013 | -3.237 | -0.0067 | -1.6683 | -0.013 | -3.237 | -0.0067 | -1.6683
726 | [35 empty] | 0 | 0 | 0.1 |  |  | 0 | 0 | 0.1 | [37 empty] | 0 | 0 | 0 | -0.0047 | -1.1703 | 0.0032 | 0.7968 | -0.0027 | -0.6723 | 0.0012 | 0.2988 | 0.0146 | 3.6354 | -0.013 | -3.237 | -0.0067 | -1.6683 | -0.013 | -3.237 | -0.0067 | -1.6683
727 | [35 empty] | 0 | 0 | 0.1 |  |  | 0 | 0 | 0.1 | [37 empty] | 0 | 0 | 0 | -0.0047 | -1.1703 | 0.0032 | 0.7968 | -0.0027 | -0.6723 | 0.0012 | 0.2988 | 0.0146 | 3.6354 | -0.013 | -3.237 | -0.0067 | -1.6683 | -0.013 | -3.237 | -0.0067 | -1.6683
728 | [35 empty] | 0 | 0 | 0.1 |  |  | 0 | 0 | 0.1 | [37 empty] | 0 | 0 | 0 | -0.0047 | -1.1703 | 0.0032 | 0.7968 | -0.0027 | -0.6723 | 0.0012 | 0.2988 | 0.0146 | 3.6354 | -0.013 | -3.237 | -0.0067 | -1.6683 | -0.013 | -3.237 | -0.0067 | -1.6683
729 | [35 empty] | 0 | 0 | 0.1 |  |  | 0 | 0 | 0.1 | [37 empty] | 0 | 0 | 0 | -0.0047 | -1.1703 | 0.0032 | 0.7968 | -0.0027 | -0.6723 | 0.0012 | 0.2988 | 0.0146 | 3.6354 | -0.013 | -3.237 | -0.0067 | -1.6683 | -0.013 | -3.237 | -0.0067 | -1.6683
730 | [35 empty] | 0 | 0 | 0.1 |  |  | 0 | 0 | 0.1 | [37 empty] | 0 | 0 | 0 | -0.0047 | -1.1703 | 0.0032 | 0.7968 | -0.0027 | -0.6723 | 0.0012 | 0.2988 | 0.0146 | 3.6354 | -0.013 | -3.237 | -0.0067 | -1.6683 | -0.013 | -3.237 | -0.0067 | -1.6683
731 | [35 empty] | 0 | 0 | 0.1 |  |  | 0 | 0 | 0.1 | [37 empty] | 0 | 0 | 0 | -0.0047 | -1.1703 | 0.0032 | 0.7968 | -0.0027 | -0.6723 | 0.0012 | 0.2988 | 0.0146 | 3.6354 | -0.013 | -3.237 | -0.0067 | -1.6683 | -0.013 | -3.237 | -0.0067 | -1.6683
732 | [35 empty] | 0 | 0 | 0.1 |  |  | 0 | 0 | 0.1 | [37 empty] | 0 | 0 | 0 | -0.0047 | -1.1703 | 0.0032 | 0.7968 | -0.0027 | -0.6723 | 0.0012 | 0.2988 | 0.0146 | 3.6354 | -0.013 | -3.237 | -0.0067 | -1.6683 | -0.013 | -3.237 | -0.0067 | -1.6683
733 | [35 empty] | 0 | 0 | 0.1 |  |  | 0 | 0 | 0.1 | [37 empty] | 0 | 0 | 0 | -0.0047 | -1.1703 | 0.0032 | 0.7968 | -0.0027 | -0.6723 | 0.0012 | 0.2988 | 0.0146 | 3.6354 | -0.013 | -3.237 | -0.0067 | -1.6683 | -0.013 | -3.237 | -0.0067 | -1.6683
734 | [35 empty] | 0 | 0 | 0.1 |  |  | 0 | 0 | 0.1 | [37 empty] | 0 | 0 | 0 | -0.0047 | -1.1703 | 0.0032 | 0.7968 | -0.0027 | -0.6723 | 0.0012 | 0.2988 | 0.0146 | 3.6354 | -0.013 | -3.237 | -0.0067 | -1.6683 | -0.013 | -3.237 | -0.0067 | -1.6683
735 | [35 empty] | 0 | 0 | 0.1 |  |  | 0 | 0 | 0.1 | [37 empty] | 0 | 0 | 0 | -0.0047 | -1.1703 | 0.0032 | 0.7968 | -0.0027 | -0.6723 | 0.0012 | 0.2988 | 0.0146 | 3.6354 | -0.013 | -3.237 | -0.0067 | -1.6683 | -0.013 | -3.237 | -0.0067 | -1.6683
736 | [35 empty] | 0 | 0 | 0.1 |  |  | 0 | 0 | 0.1 | [37 empty] | 0 | 0 | 0 | -0.0047 | -1.1703 | 0.0032 | 0.7968 | -0.0027 | -0.6723 | 0.0012 | 0.2988 | 0.0146 | 3.6354 | -0.013 | -3.237 | -0.0067 | -1.6683 | -0.013 | -3.237 | -0.0067 | -1.6683
737 | [35 empty] | 0 | 0 | 0.1 |  |  | 0 | 0 | 0.1 | [37 empty] | 0 | 0 | 0 | -0.0047 | -1.1703 | 0.0032 | 0.7968 | -0.0027 | -0.6723 | 0.0012 | 0.2988 | 0.0146 | 3.6354 | -0.013 | -3.237 | -0.0067 | -1.6683 | -0.013 | -3.237 | -0.0067 | -1.6683
738 | [35 empty] | 0 | 0 | 0.1 |  |  | 0 | 0 | 0.1 | [37 empty] | 0 | 0 | 0 | -0.0047 | -1.1703 | 0.0032 | 0.7968 | -0.0027 | -0.6723 | 0.0012 | 0.2988 | 0.0146 | 3.6354 | -0.013 | -3.237 | -0.0067 | -1.6683 | -0.013 | -3.237 | -0.0067 | -1.6683
739 | [35 empty] | 0 | 0 | 0.1 |  |  | 0 | 0 | 0.1 | [37 empty] | 0 | 0 | 0 | -0.0047 | -1.1703 | 0.0032 | 0.7968 | -0.0027 | -0.6723 | 0.0012 | 0.2988 | 0.0146 | 3.6354 | -0.013 | -3.237 | -0.0067 | -1.6683 | -0.013 | -3.237 | -0.0067 | -1.6683
740 | [35 empty] | 0 | 0 | 0.1 |  |  | 0 | 0 | 0.1 | [37 empty] | 0 | 0 | 0 | -0.0047 | -1.1703 | 0.0032 | 0.7968 | -0.0027 | -0.6723 | 0.0012 | 0.2988 | 0.0146 | 3.6354 | -0.013 | -3.237 | -0.0067 | -1.6683 | -0.013 | -3.237 | -0.0067 | -1.6683
741 | [35 empty] | 0 | 0 | 0.1 |  |  | 0 | 0 | 0.1 | [37 empty] | 0 | 0 | 0 | -0.0047 | -1.1703 | 0.0032 | 0.7968 | -0.0027 | -0.6723 | 0.0012 | 0.2988 | 0.0146 | 3.6354 | -0.013 | -3.237 | -0.0067 | -1.6683 | -0.013 | -3.237 | -0.0067 | -1.6683
742 | [35 empty] | 0 | 0 | 0.1 |  |  | 0 | 0 | 0.1 | [37 empty] | 0 | 0 | 0 | -0.0047 | -1.1703 | 0.0032 | 0.7968 | -0.0027 | -0.6723 | 0.0012 | 0.2988 | 0.0146 | 3.6354 | -0.013 | -3.237 | -0.0067 | -1.6683 | -0.013 | -3.237 | -0.0067 | -1.6683
743 | [35 empty] | 0 | 0 | 0.1 |  |  | 0 | 0 | 0.1 | [37 empty] | 0 | 0 | 0 | -0.0047 | -1.1703 | 0.0032 | 0.7968 | -0.0027 | -0.6723 | 0.0012 | 0.2988 | 0.0146 | 3.6354 | -0.013 | -3.237 | -0.0067 | -1.6683 | -0.013 | -3.237 | -0.0067 | -1.6683
744 | [35 empty] | 0 | 0 | 0.1 |  |  | 0 | 0 | 0.1 | [37 empty] | 0 | 0 | 0 | -0.0047 | -1.1703 | 0.0032 | 0.7968 | -0.0027 | -0.6723 | 0.0012 | 0.2988 | 0.0146 | 3.6354 | -0.013 | -3.237 | -0.0067 | -1.6683 | -0.013 | -3.237 | -0.0067 | -1.6683
745 | [35 empty] | 0 | 0 | 0.1 |  |  | 0 | 0 | 0.1 | [37 empty] | 0 | 0 | 0 | -0.0047 | -1.1703 | 0.0032 | 0.7968 | -0.0027 | -0.6723 | 0.0012 | 0.2988 | 0.0146 | 3.6354 | -0.013 | -3.237 | -0.0067 | -1.6683 | -0.013 | -3.237 | -0.0067 | -1.6683
746 | [35 empty] | 0 | 0 | 0.1 |  |  | 0 | 0 | 0.1 | [37 empty] | 0 | 0 | 0 | -0.0047 | -1.1703 | 0.0032 | 0.7968 | -0.0027 | -0.6723 | 0.0012 | 0.2988 | 0.0146 | 3.6354 | -0.013 | -3.237 | -0.0067 | -1.6683 | -0.013 | -3.237 | -0.0067 | -1.6683
747 | [35 empty] | 0 | 0 | 0.1 |  |  | 0 | 0 | 0.1 | [37 empty] | 0 | 0 | 0 | -0.0047 | -1.1703 | 0.0032 | 0.7968 | -0.0027 | -0.6723 | 0.0012 | 0.2988 | 0.0146 | 3.6354 | -0.013 | -3.237 | -0.0067 | -1.6683 | -0.013 | -3.237 | -0.0067 | -1.6683
748 | [35 empty] | 0 | 0 | 0.1 |  |  | 0 | 0 | 0.1 | [37 empty] | 0 | 0 | 0 | -0.0047 | -1.1703 | 0.0032 | 0.7968 | -0.0027 | -0.6723 | 0.0012 | 0.2988 | 0.0146 | 3.6354 | -0.013 | -3.237 | -0.0067 | -1.6683 | -0.013 | -3.237 | -0.0067 | -1.6683
749 | [35 empty] | 0 | 0 | 0.1 |  |  | 0 | 0 | 0.1 | [37 empty] | 0 | 0 | 0 | -0.0047 | -1.1703 | 0.0032 | 0.7968 | -0.0027 | -0.6723 | 0.0012 | 0.2988 | 0.0146 | 3.6354 | -0.013 | -3.237 | -0.0067 | -1.6683 | -0.013 | -3.237 | -0.0067 | -1.6683
750 | [35 empty] | 0 | 0 | 0.1 |  |  | 0 | 0 | 0.1 | [37 empty] | 0 | 0 | 0 | -0.0047 | -1.1703 | 0.0032 | 0.7968 | -0.0027 | -0.6723 | 0.0012 | 0.2988 | 0.0146 | 3.6354 | -0.013 | -3.237 | -0.0067 | -1.6683 | -0.013 | -3.237 | -0.0067 | -1.6683
751 | [35 empty] | 0 | 0 | 0.1 |  |  | 0 | 0 | 0.1 | [37 empty] | 0 | 0 | 0 | -0.0047 | -1.1703 | 0.0032 | 0.7968 | -0.0027 | -0.6723 | 0.0012 | 0.2988 | 0.0146 | 3.6354 | -0.013 | -3.237 | -0.0067 | -1.6683 | -0.013 | -3.237 | -0.0067 | -1.6683
752 | [35 empty] | 0 | 0 | 0.1 |  |  | 0 | 0 | 0.1 | [37 empty] | 0 | 0 | 0 | -0.0047 | -1.1703 | 0.0032 | 0.7968 | -0.0027 | -0.6723 | 0.0012 | 0.2988 | 0.0146 | 3.6354 | -0.013 | -3.237 | -0.0067 | -1.6683 | -0.013 | -3.237 | -0.0067 | -1.6683
753 | [35 empty] | 0 | 0 | 0.1 |  |  | 0 | 0 | 0.1 | [37 empty] | 0 | 0 | 0 | -0.0047 | -1.1703 | 0.0032 | 0.7968 | -0.0027 | -0.6723 | 0.0012 | 0.2988 | 0.0146 | 3.6354 | -0.013 | -3.237 | -0.0067 | -1.6683 | -0.013 | -3.237 | -0.0067 | -1.6683
754 | [35 empty] | 0 | 0 | 0.1 |  |  | 0 | 0 | 0.1 | [37 empty] | 0 | 0 | 0 | -0.0047 | -1.1703 | 0.0032 | 0.7968 | -0.0027 | -0.6723 | 0.0012 | 0.2988 | 0.0146 | 3.6354 | -0.013 | -3.237 | -0.0067 | -1.6683 | -0.013 | -3.237 | -0.0067 | -1.6683
755 | [35 empty] | 0 | 0 | 0.1 |  |  | 0 | 0 | 0.1 | [37 empty] | 0 | 0 | 0 | -0.0047 | -1.1703 | 0.0032 | 0.7968 | -0.0027 | -0.6723 | 0.0012 | 0.2988 | 0.0146 | 3.6354 | -0.013 | -3.237 | -0.0067 | -1.6683 | -0.013 | -3.237 | -0.0067 | -1.6683
756 | [35 empty] | 0 | 0 | 0.1 |  |  | 0 | 0 | 0.1 | [37 empty] | 0 | 0 | 0 | -0.0047 | -1.1703 | 0.0032 | 0.7968 | -0.0027 | -0.6723 | 0.0012 | 0.2988 | 0.0146 | 3.6354 | -0.013 | -3.237 | -0.0067 | -1.6683 | -0.013 | -3.237 | -0.0067 | -1.6683
757 | [35 empty] | 0 | 0 | 0.1 |  |  | 0 | 0 | 0.1 | [37 empty] | 0 | 0 | 0 | -0.0047 | -1.1703 | 0.0032 | 0.7968 | -0.0027 | -0.6723 | 0.0012 | 0.2988 | 0.0146 | 3.6354 | -0.013 | -3.237 | -0.0067 | -1.6683 | -0.013 | -3.237 | -0.0067 | -1.6683
758 | [35 empty] | 0 | 0 | 0.1 |  |  | 0 | 0 | 0.1 | [37 empty] | 0 | 0 | 0 | -0.0047 | -1.1703 | 0.0032 | 0.7968 | -0.0027 | -0.6723 | 0.0012 | 0.2988 | 0.0146 | 3.6354 | -0.013 | -3.237 | -0.0067 | -1.6683 | -0.013 | -3.237 | -0.0067 | -1.6683
759 | [35 empty] | 0 | 0 | 0.1 |  |  | 0 | 0 | 0.1 | [37 empty] | 0 | 0 | 0 | -0.0047 | -1.1703 | 0.0032 | 0.7968 | -0.0027 | -0.6723 | 0.0012 | 0.2988 | 0.0146 | 3.6354 | -0.013 | -3.237 | -0.0067 | -1.6683 | -0.013 | -3.237 | -0.0067 | -1.6683
760 | [35 empty] | 0 | 0 | 0.1 |  |  | 0 | 0 | 0.1 | [37 empty] | 0 | 0 | 0 | -0.0047 | -1.1703 | 0.0032 | 0.7968 | -0.0027 | -0.6723 | 0.0012 | 0.2988 | 0.0146 | 3.6354 | -0.013 | -3.237 | -0.0067 | -1.6683 | -0.013 | -3.237 | -0.0067 | -1.6683
761 | [35 empty] | 0 | 0 | 0.1 |  |  | 0 | 0 | 0.1 | [37 empty] | 0 | 0 | 0 | -0.0047 | -1.1703 | 0.0032 | 0.7968 | -0.0027 | -0.6723 | 0.0012 | 0.2988 | 0.0146 | 3.6354 | -0.013 | -3.237 | -0.0067 | -1.6683 | -0.013 | -3.237 | -0.0067 | -1.6683
762 | [35 empty] | 0 | 0 | 0.1 |  |  | 0 | 0 | 0.1 | [37 empty] | 0 | 0 | 0 | -0.0047 | -1.1703 | 0.0032 | 0.7968 | -0.0027 | -0.6723 | 0.0012 | 0.2988 | 0.0146 | 3.6354 | -0.013 | -3.237 | -0.0067 | -1.6683 | -0.013 | -3.237 | -0.0067 | -1.6683
763 | [35 empty] | 0 | 0 | 0.1 |  |  | 0 | 0 | 0.1 | [37 empty] | 0 | 0 | 0 | -0.0047 | -1.1703 | 0.0032 | 0.7968 | -0.0027 | -0.6723 | 0.0012 | 0.2988 | 0.0146 | 3.6354 | -0.013 | -3.237 | -0.0067 | -1.6683 | -0.013 | -3.237 | -0.0067 | -1.6683
764 | [35 empty] | 0 | 0 | 0.1 |  |  | 0 | 0 | 0.1 | [37 empty] | 0 | 0 | 0 | -0.0047 | -1.1703 | 0.0032 | 0.7968 | -0.0027 | -0.6723 | 0.0012 | 0.2988 | 0.0146 | 3.6354 | -0.013 | -3.237 | -0.0067 | -1.6683 | -0.013 | -3.237 | -0.0067 | -1.6683
765 | [35 empty] | 0 | 0 | 0.1 |  |  | 0 | 0 | 0.1 | [37 empty] | 0 | 0 | 0 | -0.0047 | -1.1703 | 0.0032 | 0.7968 | -0.0027 | -0.6723 | 0.0012 | 0.2988 | 0.0146 | 3.6354 | -0.013 | -3.237 | -0.0067 | -1.6683 | -0.013 | -3.237 | -0.0067 | -1.6683
766 | [35 empty] | 0 | 0 | 0.1 |  |  | 0 | 0 | 0.1 | [37 empty] | 0 | 0 | 0 | -0.0047 | -1.1703 | 0.0032 | 0.7968 | -0.0027 | -0.6723 | 0.0012 | 0.2988 | 0.0146 | 3.6354 | -0.013 | -3.237 | -0.0067 | -1.6683 | -0.013 | -3.237 | -0.0067 | -1.6683
767 | [35 empty] | 0 | 0 | 0.1 |  |  | 0 | 0 | 0.1 | [37 empty] | 0 | 0 | 0 | -0.0047 | -1.1703 | 0.0032 | 0.7968 | -0.0027 | -0.6723 | 0.0012 | 0.2988 | 0.0146 | 3.6354 | -0.013 | -3.237 | -0.0067 | -1.6683 | -0.013 | -3.237 | -0.0067 | -1.6683
768 | [35 empty] | 0 | 0 | 0.1 |  |  | 0 | 0 | 0.1 | [37 empty] | 0 | 0 | 0 | -0.0047 | -1.1703 | 0.0032 | 0.7968 | -0.0027 | -0.6723 | 0.0012 | 0.2988 | 0.0146 | 3.6354 | -0.013 | -3.237 | -0.0067 | -1.6683 | -0.013 | -3.237 | -0.0067 | -1.6683
769 | [35 empty] | 0 | 0 | 0.1 |  |  | 0 | 0 | 0.1 | [37 empty] | 0 | 0 | 0 | -0.0047 | -1.1703 | 0.0032 | 0.7968 | -0.0027 | -0.6723 | 0.0012 | 0.2988 | 0.0146 | 3.6354 | -0.013 | -3.237 | -0.0067 | -1.6683 | -0.013 | -3.237 | -0.0067 | -1.6683
770 | [35 empty] | 0 | 0 | 0.1 |  |  | 0 | 0 | 0.1 | [37 empty] | 0 | 0 | 0 | -0.0047 | -1.1703 | 0.0032 | 0.7968 | -0.0027 | -0.6723 | 0.0012 | 0.2988 | 0.0146 | 3.6354 | -0.013 | -3.237 | -0.0067 | -1.6683 | -0.013 | -3.237 | -0.0067 | -1.6683
771 | [35 empty] | 0 | 0 | 0.1 |  |  | 0 | 0 | 0.1 | [37 empty] | 0 | 0 | 0 | -0.0047 | -1.1703 | 0.0032 | 0.7968 | -0.0027 | -0.6723 | 0.0012 | 0.2988 | 0.0146 | 3.6354 | -0.013 | -3.237 | -0.0067 | -1.6683 | -0.013 | -3.237 | -0.0067 | -1.6683
772 | [35 empty] | 0 | 0 | 0.1 |  |  | 0 | 0 | 0.1 | [37 empty] | 0 | 0 | 0 | -0.0047 | -1.1703 | 0.0032 | 0.7968 | -0.0027 | -0.6723 | 0.0012 | 0.2988 | 0.0146 | 3.6354 | -0.013 | -3.237 | -0.0067 | -1.6683 | -0.013 | -3.237 | -0.0067 | -1.6683
773 | [35 empty] | 0 | 0 | 0.1 |  |  | 0 | 0 | 0.1 | [37 empty] | 0 | 0 | 0 | -0.0047 | -1.1703 | 0.0032 | 0.7968 | -0.0027 | -0.6723 | 0.0012 | 0.2988 | 0.0146 | 3.6354 | -0.013 | -3.237 | -0.0067 | -1.6683 | -0.013 | -3.237 | -0.0067 | -1.6683
774 | [35 empty] | 0 | 0 | 0.1 |  |  | 0 | 0 | 0.1 | [37 empty] | 0 | 0 | 0 | -0.0047 | -1.1703 | 0.0032 | 0.7968 | -0.0027 | -0.6723 | 0.0012 | 0.2988 | 0.0146 | 3.6354 | -0.013 | -3.237 | -0.0067 | -1.6683 | -0.013 | -3.237 | -0.0067 | -1.6683
775 | [35 empty] | 0 | 0 | 0.1 |  |  | 0 | 0 | 0.1 | [37 empty] | 0 | 0 | 0 | -0.0047 | -1.1703 | 0.0032 | 0.7968 | -0.0027 | -0.6723 | 0.0012 | 0.2988 | 0.0146 | 3.6354 | -0.013 | -3.237 | -0.0067 | -1.6683 | -0.013 | -3.237 | -0.0067 | -1.6683
776 | [35 empty] | 0 | 0 | 0.1 |  |  | 0 | 0 | 0.1 | [37 empty] | 0 | 0 | 0 | -0.0047 | -1.1703 | 0.0032 | 0.7968 | -0.0027 | -0.6723 | 0.0012 | 0.2988 | 0.0146 | 3.6354 | -0.013 | -3.237 | -0.0067 | -1.6683 | -0.013 | -3.237 | -0.0067 | -1.6683
777 | [35 empty] | 0 | 0 | 0.1 |  |  | 0 | 0 | 0.1 | [37 empty] | 0 | 0 | 0 | -0.0047 | -1.1703 | 0.0032 | 0.7968 | -0.0027 | -0.6723 | 0.0012 | 0.2988 | 0.0146 | 3.6354 | -0.013 | -3.237 | -0.0067 | -1.6683 | -0.013 | -3.237 | -0.0067 | -1.6683
778 | [35 empty] | 0 | 0 | 0.1 |  |  | 0 | 0 | 0.1 | [37 empty] | 0 | 0 | 0 | -0.0047 | -1.1703 | 0.0032 | 0.7968 | -0.0027 | -0.6723 | 0.0012 | 0.2988 | 0.0146 | 3.6354 | -0.013 | -3.237 | -0.0067 | -1.6683 | -0.013 | -3.237 | -0.0067 | -1.6683
779 | [35 empty] | 0 | 0 | 0.1 |  |  | 0 | 0 | 0.1 | [37 empty] | 0 | 0 | 0 | -0.0047 | -1.1703 | 0.0032 | 0.7968 | -0.0027 | -0.6723 | 0.0012 | 0.2988 | 0.0146 | 3.6354 | -0.013 | -3.237 | -0.0067 | -1.6683 | -0.013 | -3.237 | -0.0067 | -1.6683
780 | [35 empty] | 0 | 0 | 0.1 |  |  | 0 | 0 | 0.1 | [37 empty] | 0 | 0 | 0 | -0.0047 | -1.1703 | 0.0032 | 0.7968 | -0.0027 | -0.6723 | 0.0012 | 0.2988 | 0.0146 | 3.6354 | -0.013 | -3.237 | -0.0067 | -1.6683 | -0.013 | -3.237 | -0.0067 | -1.6683
781 | [35 empty] | 0 | 0 | 0.1 |  |  | 0 | 0 | 0.1 | [37 empty] | 0 | 0 | 0 | -0.0047 | -1.1703 | 0.0032 | 0.7968 | -0.0027 | -0.6723 | 0.0012 | 0.2988 | 0.0146 | 3.6354 | -0.013 | -3.237 | -0.0067 | -1.6683 | -0.013 | -3.237 | -0.0067 | -1.6683
782 | [35 empty] | 0 | 0 | 0.1 |  |  | 0 | 0 | 0.1 | [37 empty] | 0 | 0 | 0 | -0.0047 | -1.1703 | 0.0032 | 0.7968 | -0.0027 | -0.6723 | 0.0012 | 0.2988 | 0.0146 | 3.6354 | -0.013 | -3.237 | -0.0067 | -1.6683 | -0.013 | -3.237 | -0.0067 | -1.6683
783 | [35 empty] | 0 | 0 | 0.1 |  |  | 0 | 0 | 0.1 | [37 empty] | 0 | 0 | 0 | -0.0047 | -1.1703 | 0.0032 | 0.7968 | -0.0027 | -0.6723 | 0.0012 | 0.2988 | 0.0146 | 3.6354 | -0.013 | -3.237 | -0.0067 | -1.6683 | -0.013 | -3.237 | -0.0067 | -1.6683
784 | [35 empty] | 0 | 0 | 0.1 |  |  | 0 | 0 | 0.1 | [37 empty] | 0 | 0 | 0 | -0.0047 | -1.1703 | 0.0032 | 0.7968 | -0.0027 | -0.6723 | 0.0012 | 0.2988 | 0.0146 | 3.6354 | -0.013 | -3.237 | -0.0067 | -1.6683 | -0.013 | -3.237 | -0.0067 | -1.6683
785 | [35 empty] | 0 | 0 | 0.1 |  |  | 0 | 0 | 0.1 | [37 empty] | 0 | 0 | 0 | -0.0047 | -1.1703 | 0.0032 | 0.7968 | -0.0027 | -0.6723 | 0.0012 | 0.2988 | 0.0146 | 3.6354 | -0.013 | -3.237 | -0.0067 | -1.6683 | -0.013 | -3.237 | -0.0067 | -1.6683
786 | [35 empty] | 0 | 0 | 0.1 |  |  | 0 | 0 | 0.1 | [37 empty] | 0 | 0 | 0 | -0.0047 | -1.1703 | 0.0032 | 0.7968 | -0.0027 | -0.6723 | 0.0012 | 0.2988 | 0.0146 | 3.6354 | -0.013 | -3.237 | -0.0067 | -1.6683 | -0.013 | -3.237 | -0.0067 | -1.6683
787 | [35 empty] | 0 | 0 | 0.1 |  |  | 0 | 0 | 0.1 | [37 empty] | 0 | 0 | 0 | -0.0047 | -1.1703 | 0.0032 | 0.7968 | -0.0027 | -0.6723 | 0.0012 | 0.2988 | 0.0146 | 3.6354 | -0.013 | -3.237 | -0.0067 | -1.6683 | -0.013 | -3.237 | -0.0067 | -1.6683
788 | [35 empty] | 0 | 0 | 0.1 |  |  | 0 | 0 | 0.1 | [37 empty] | 0 | 0 | 0 | -0.0047 | -1.1703 | 0.0032 | 0.7968 | -0.0027 | -0.6723 | 0.0012 | 0.2988 | 0.0146 | 3.6354 | -0.013 | -3.237 | -0.0067 | -1.6683 | -0.013 | -3.237 | -0.0067 | -1.6683
789 | [35 empty] | 0 | 0 | 0.1 |  |  | 0 | 0 | 0.1 | [37 empty] | 0 | 0 | 0 | -0.0047 | -1.1703 | 0.0032 | 0.7968 | -0.0027 | -0.6723 | 0.0012 | 0.2988 | 0.0146 | 3.6354 | -0.013 | -3.237 | -0.0067 | -1.6683 | -0.013 | -3.237 | -0.0067 | -1.6683
790 | [35 empty] | 0 | 0 | 0.1 |  |  | 0 | 0 | 0.1 | [37 empty] | 0 | 0 | 0 | -0.0047 | -1.1703 | 0.0032 | 0.7968 | -0.0027 | -0.6723 | 0.0012 | 0.2988 | 0.0146 | 3.6354 | -0.013 | -3.237 | -0.0067 | -1.6683 | -0.013 | -3.237 | -0.0067 | -1.6683
791 | [35 empty] | 0 | 0 | 0.1 |  |  | 0 | 0 | 0.1 | [37 empty] | 0 | 0 | 0 | -0.0047 | -1.1703 | 0.0032 | 0.7968 | -0.0027 | -0.6723 | 0.0012 | 0.2988 | 0.0146 | 3.6354 | -0.013 | -3.237 | -0.0067 | -1.6683 | -0.013 | -3.237 | -0.0067 | -1.6683
792 | [35 empty] | 0 | 0 | 0.1 |  |  | 0 | 0 | 0.1 | [37 empty] | 0 | 0 | 0 | -0.0047 | -1.1703 | 0.0032 | 0.7968 | -0.0027 | -0.6723 | 0.0012 | 0.2988 | 0.0146 | 3.6354 | -0.013 | -3.237 | -0.0067 | -1.6683 | -0.013 | -3.237 | -0.0067 | -1.6683
793 | [35 empty] | 0 | 0 | 0.1 |  |  | 0 | 0 | 0.1 | [37 empty] | 0 | 0 | 0 | -0.0047 | -1.1703 | 0.0032 | 0.7968 | -0.0027 | -0.6723 | 0.0012 | 0.2988 | 0.0146 | 3.6354 | -0.013 | -3.237 | -0.0067 | -1.6683 | -0.013 | -3.237 | -0.0067 | -1.6683
794 | [35 empty] | 0 | 0 | 0.1 |  |  | 0 | 0 | 0.1 | [37 empty] | 0 | 0 | 0 | -0.0047 | -1.1703 | 0.0032 | 0.7968 | -0.0027 | -0.6723 | 0.0012 | 0.2988 | 0.0146 | 3.6354 | -0.013 | -3.237 | -0.0067 | -1.6683 | -0.013 | -3.237 | -0.0067 | -1.6683
795 | [35 empty] | 0 | 0 | 0.1 |  |  | 0 | 0 | 0.1 | [37 empty] | 0 | 0 | 0 | -0.0047 | -1.1703 | 0.0032 | 0.7968 | -0.0027 | -0.6723 | 0.0012 | 0.2988 | 0.0146 | 3.6354 | -0.013 | -3.237 | -0.0067 | -1.6683 | -0.013 | -3.237 | -0.0067 | -1.6683
796 | [35 empty] | 0 | 0 | 0.1 |  |  | 0 | 0 | 0.1 | [37 empty] | 0 | 0 | 0 | -0.0047 | -1.1703 | 0.0032 | 0.7968 | -0.0027 | -0.6723 | 0.0012 | 0.2988 | 0.0146 | 3.6354 | -0.013 | -3.237 | -0.0067 | -1.6683 | -0.013 | -3.237 | -0.0067 | -1.6683
797 | [35 empty] | 0 | 0 | 0.1 |  |  | 0 | 0 | 0.1 | [37 empty] | 0 | 0 | 0 | -0.0047 | -1.1703 | 0.0032 | 0.7968 | -0.0027 | -0.6723 | 0.0012 | 0.2988 | 0.0146 | 3.6354 | -0.013 | -3.237 | -0.0067 | -1.6683 | -0.013 | -3.237 | -0.0067 | -1.6683
798 | [35 empty] | 0 | 0 | 0.1 |  |  | 0 | 0 | 0.1 | [37 empty] | 0 | 0 | 0 | -0.0047 | -1.1703 | 0.0032 | 0.7968 | -0.0027 | -0.6723 | 0.0012 | 0.2988 | 0.0146 | 3.6354 | -0.013 | -3.237 | -0.0067 | -1.6683 | -0.013 | -3.237 | -0.0067 | -1.6683
799 | [35 empty] | 0 | 0 | 0.1 |  |  | 0 | 0 | 0.1 | [37 empty] | 0 | 0 | 0 | -0.0047 | -1.1703 | 0.0032 | 0.7968 | -0.0027 | -0.6723 | 0.0012 | 0.2988 | 0.0146 | 3.6354 | -0.013 | -3.237 | -0.0067 | -1.6683 | -0.013 | -3.237 | -0.0067 | -1.6683
800 | [35 empty] | 0 | 0 | 0.1 |  |  | 0 | 0 | 0.1 | [37 empty] | 0 | 0 | 0 | -0.0047 | -1.1703 | 0.0032 | 0.7968 | -0.0027 | -0.6723 | 0.0012 | 0.2988 | 0.0146 | 3.6354 | -0.013 | -3.237 | -0.0067 | -1.6683 | -0.013 | -3.237 | -0.0067 | -1.6683
801 | [35 empty] | 0 | 0 | 0.1 |  |  | 0 | 0 | 0.1 | [37 empty] | 0 | 0 | 0 | -0.0047 | -1.1703 | 0.0032 | 0.7968 | -0.0027 | -0.6723 | 0.0012 | 0.2988 | 0.0146 | 3.6354 | -0.013 | -3.237 | -0.0067 | -1.6683 | -0.013 | -3.237 | -0.0067 | -1.6683
802 | [35 empty] | 0 | 0 | 0.1 |  |  | 0 | 0 | 0.1 | [37 empty] | 0 | 0 | 0 | -0.0047 | -1.1703 | 0.0032 | 0.7968 | -0.0027 | -0.6723 | 0.0012 | 0.2988 | 0.0146 | 3.6354 | -0.013 | -3.237 | -0.0067 | -1.6683 | -0.013 | -3.237 | -0.0067 | -1.6683
803 | [35 empty] | 0 | 0 | 0.1 |  |  | 0 | 0 | 0.1 | [37 empty] | 0 | 0 | 0 | -0.0047 | -1.1703 | 0.0032 | 0.7968 | -0.0027 | -0.6723 | 0.0012 | 0.2988 | 0.0146 | 3.6354 | -0.013 | -3.237 | -0.0067 | -1.6683 | -0.013 | -3.237 | -0.0067 | -1.6683
804 | [35 empty] | 0 | 0 | 0.1 |  |  | 0 | 0 | 0.1 | [37 empty] | 0 | 0 | 0 | -0.0047 | -1.1703 | 0.0032 | 0.7968 | -0.0027 | -0.6723 | 0.0012 | 0.2988 | 0.0146 | 3.6354 | -0.013 | -3.237 | -0.0067 | -1.6683 | -0.013 | -3.237 | -0.0067 | -1.6683
805 | [35 empty] | 0 | 0 | 0.1 |  |  | 0 | 0 | 0.1 | [37 empty] | 0 | 0 | 0 | -0.0047 | -1.1703 | 0.0032 | 0.7968 | -0.0027 | -0.6723 | 0.0012 | 0.2988 | 0.0146 | 3.6354 | -0.013 | -3.237 | -0.0067 | -1.6683 | -0.013 | -3.237 | -0.0067 | -1.6683
806 | [35 empty] | 0 | 0 | 0.1 |  |  | 0 | 0 | 0.1 | [37 empty] | 0 | 0 | 0 | -0.0047 | -1.1703 | 0.0032 | 0.7968 | -0.0027 | -0.6723 | 0.0012 | 0.2988 | 0.0146 | 3.6354 | -0.013 | -3.237 | -0.0067 | -1.6683 | -0.013 | -3.237 | -0.0067 | -1.6683
807 | [35 empty] | 0 | 0 | 0.1 |  |  | 0 | 0 | 0.1 | [37 empty] | 0 | 0 | 0 | -0.0047 | -1.1703 | 0.0032 | 0.7968 | -0.0027 | -0.6723 | 0.0012 | 0.2988 | 0.0146 | 3.6354 | -0.013 | -3.237 | -0.0067 | -1.6683 | -0.013 | -3.237 | -0.0067 | -1.6683
808 | [35 empty] | 0 | 0 | 0.1 |  |  | 0 | 0 | 0.1 | [37 empty] | 0 | 0 | 0 | -0.0047 | -1.1703 | 0.0032 | 0.7968 | -0.0027 | -0.6723 | 0.0012 | 0.2988 | 0.0146 | 3.6354 | -0.013 | -3.237 | -0.0067 | -1.6683 | -0.013 | -3.237 | -0.0067 | -1.6683
809 | [35 empty] | 0 | 0 | 0.1 |  |  | 0 | 0 | 0.1 | [37 empty] | 0 | 0 | 0 | -0.0047 | -1.1703 | 0.0032 | 0.7968 | -0.0027 | -0.6723 | 0.0012 | 0.2988 | 0.0146 | 3.6354 | -0.013 | -3.237 | -0.0067 | -1.6683 | -0.013 | -3.237 | -0.0067 | -1.6683
810 | [35 empty] | 0 | 0 | 0.1 |  |  | 0 | 0 | 0.1 | [37 empty] | 0 | 0 | 0 | -0.0047 | -1.1703 | 0.0032 | 0.7968 | -0.0027 | -0.6723 | 0.0012 | 0.2988 | 0.0146 | 3.6354 | -0.013 | -3.237 | -0.0067 | -1.6683 | -0.013 | -3.237 | -0.0067 | -1.6683
811 | [35 empty] | 0 | 0 | 0.1 |  |  | 0 | 0 | 0.1 | [37 empty] | 0 | 0 | 0 | -0.0047 | -1.1703 | 0.0032 | 0.7968 | -0.0027 | -0.6723 | 0.0012 | 0.2988 | 0.0146 | 3.6354 | -0.013 | -3.237 | -0.0067 | -1.6683 | -0.013 | -3.237 | -0.0067 | -1.6683
812 | [35 empty] | 0 | 0 | 0.1 |  |  | 0 | 0 | 0.1 | [37 empty] | 0 | 0 | 0 | -0.0047 | -1.1703 | 0.0032 | 0.7968 | -0.0027 | -0.6723 | 0.0012 | 0.2988 | 0.0146 | 3.6354 | -0.013 | -3.237 | -0.0067 | -1.6683 | -0.013 | -3.237 | -0.0067 | -1.6683
813 | [35 empty] | 0 | 0 | 0.1 |  |  | 0 | 0 | 0.1 | [37 empty] | 0 | 0 | 0 | -0.0047 | -1.1703 | 0.0032 | 0.7968 | -0.0027 | -0.6723 | 0.0012 | 0.2988 | 0.0146 | 3.6354 | -0.013 | -3.237 | -0.0067 | -1.6683 | -0.013 | -3.237 | -0.0067 | -1.6683
814 | [35 empty] | 0 | 0 | 0.1 |  |  | 0 | 0 | 0.1 | [37 empty] | 0 | 0 | 0 | -0.0047 | -1.1703 | 0.0032 | 0.7968 | -0.0027 | -0.6723 | 0.0012 | 0.2988 | 0.0146 | 3.6354 | -0.013 | -3.237 | -0.0067 | -1.6683 | -0.013 | -3.237 | -0.0067 | -1.6683
815 | [35 empty] | 0 | 0 | 0.1 |  |  | 0 | 0 | 0.1 | [37 empty] | 0 | 0 | 0 | -0.0047 | -1.1703 | 0.0032 | 0.7968 | -0.0027 | -0.6723 | 0.0012 | 0.2988 | 0.0146 | 3.6354 | -0.013 | -3.237 | -0.0067 | -1.6683 | -0.013 | -3.237 | -0.0067 | -1.6683
816 | [35 empty] | 0 | 0 | 0.1 |  |  | 0 | 0 | 0.1 | [37 empty] | 0 | 0 | 0 | -0.0047 | -1.1703 | 0.0032 | 0.7968 | -0.0027 | -0.6723 | 0.0012 | 0.2988 | 0.0146 | 3.6354 | -0.013 | -3.237 | -0.0067 | -1.6683 | -0.013 | -3.237 | -0.0067 | -1.6683
817 | [35 empty] | 0 | 0 | 0.1 |  |  | 0 | 0 | 0.1 | [37 empty] | 0 | 0 | 0 | -0.0047 | -1.1703 | 0.0032 | 0.7968 | -0.0027 | -0.6723 | 0.0012 | 0.2988 | 0.0146 | 3.6354 | -0.013 | -3.237 | -0.0067 | -1.6683 | -0.013 | -3.237 | -0.0067 | -1.6683
818 | [35 empty] | 0 | 0 | 0.1 |  |  | 0 | 0 | 0.1 | [37 empty] | 0 | 0 | 0 | -0.0047 | -1.1703 | 0.0032 | 0.7968 | -0.0027 | -0.6723 | 0.0012 | 0.2988 | 0.0146 | 3.6354 | -0.013 | -3.237 | -0.0067 | -1.6683 | -0.013 | -3.237 | -0.0067 | -1.6683
819 | [35 empty] | 0 | 0 | 0.1 |  |  | 0 | 0 | 0.1 | [37 empty] | 0 | 0 | 0 | -0.0047 | -1.1703 | 0.0032 | 0.7968 | -0.0027 | -0.6723 | 0.0012 | 0.2988 | 0.0146 | 3.6354 | -0.013 | -3.237 | -0.0067 | -1.6683 | -0.013 | -3.237 | -0.0067 | -1.6683
820 | [35 empty] | 0 | 0 | 0.1 |  |  | 0 | 0 | 0.1 | [37 empty] | 0 | 0 | 0 | -0.0047 | -1.1703 | 0.0032 | 0.7968 | -0.0027 | -0.6723 | 0.0012 | 0.2988 | 0.0146 | 3.6354 | -0.013 | -3.237 | -0.0067 | -1.6683 | -0.013 | -3.237 | -0.0067 | -1.6683
821 | [35 empty] | 0 | 0 | 0.1 |  |  | 0 | 0 | 0.1 | [37 empty] | 0 | 0 | 0 | -0.0047 | -1.1703 | 0.0032 | 0.7968 | -0.0027 | -0.6723 | 0.0012 | 0.2988 | 0.0146 | 3.6354 | -0.013 | -3.237 | -0.0067 | -1.6683 | -0.013 | -3.237 | -0.0067 | -1.6683
822 | [35 empty] | 0 | 0 | 0.1 |  |  | 0 | 0 | 0.1 | [37 empty] | 0 | 0 | 0 | -0.0047 | -1.1703 | 0.0032 | 0.7968 | -0.0027 | -0.6723 | 0.0012 | 0.2988 | 0.0146 | 3.6354 | -0.013 | -3.237 | -0.0067 | -1.6683 | -0.013 | -3.237 | -0.0067 | -1.6683
823 | [35 empty] | 0 | 0 | 0.1 |  |  | 0 | 0 | 0.1 | [37 empty] | 0 | 0 | 0 | -0.0047 | -1.1703 | 0.0032 | 0.7968 | -0.0027 | -0.6723 | 0.0012 | 0.2988 | 0.0146 | 3.6354 | -0.013 | -3.237 | -0.0067 | -1.6683 | -0.013 | -3.237 | -0.0067 | -1.6683
824 | [35 empty] | 0 | 0 | 0.1 |  |  | 0 | 0 | 0.1 | [37 empty] | 0 | 0 | 0 | -0.0047 | -1.1703 | 0.0032 | 0.7968 | -0.0027 | -0.6723 | 0.0012 | 0.2988 | 0.0146 | 3.6354 | -0.013 | -3.237 | -0.0067 | -1.6683 | -0.013 | -3.237 | -0.0067 | -1.6683
825 | [35 empty] | 0 | 0 | 0.1 |  |  | 0 | 0 | 0.1 | [37 empty] | 0 | 0 | 0 | -0.0047 | -1.1703 | 0.0032 | 0.7968 | -0.0027 | -0.6723 | 0.0012 | 0.2988 | 0.0146 | 3.6354 | -0.013 | -3.237 | -0.0067 | -1.6683 | -0.013 | -3.237 | -0.0067 | -1.6683
826 | [35 empty] | 0 | 0 | 0.1 |  |  | 0 | 0 | 0.1 | [37 empty] | 0 | 0 | 0 | -0.0047 | -1.1703 | 0.0032 | 0.7968 | -0.0027 | -0.6723 | 0.0012 | 0.2988 | 0.0146 | 3.6354 | -0.013 | -3.237 | -0.0067 | -1.6683 | -0.013 | -3.237 | -0.0067 | -1.6683
827 | [35 empty] | 0 | 0 | 0.1 |  |  | 0 | 0 | 0.1 | [37 empty] | 0 | 0 | 0 | -0.0047 | -1.1703 | 0.0032 | 0.7968 | -0.0027 | -0.6723 | 0.0012 | 0.2988 | 0.0146 | 3.6354 | -0.013 | -3.237 | -0.0067 | -1.6683 | -0.013 | -3.237 | -0.0067 | -1.6683
828 | [35 empty] | 0 | 0 | 0.1 |  |  | 0 | 0 | 0.1 | [37 empty] | 0 | 0 | 0 | -0.0047 | -1.1703 | 0.0032 | 0.7968 | -0.0027 | -0.6723 | 0.0012 | 0.2988 | 0.0146 | 3.6354 | -0.013 | -3.237 | -0.0067 | -1.6683 | -0.013 | -3.237 | -0.0067 | -1.6683
829 | [35 empty] | 0 | 0 | 0.1 |  |  | 0 | 0 | 0.1 | [37 empty] | 0 | 0 | 0 | -0.0047 | -1.1703 | 0.0032 | 0.7968 | -0.0027 | -0.6723 | 0.0012 | 0.2988 | 0.0146 | 3.6354 | -0.013 | -3.237 | -0.0067 | -1.6683 | -0.013 | -3.237 | -0.0067 | -1.6683
830 | [35 empty] | 0 | 0 | 0.1 |  |  | 0 | 0 | 0.1 | [37 empty] | 0 | 0 | 0 | -0.0047 | -1.1703 | 0.0032 | 0.7968 | -0.0027 | -0.6723 | 0.0012 | 0.2988 | 0.0146 | 3.6354 | -0.013 | -3.237 | -0.0067 | -1.6683 | -0.013 | -3.237 | -0.0067 | -1.6683
831 | [35 empty] | 0 | 0 | 0.1 |  |  | 0 | 0 | 0.1 | [37 empty] | 0 | 0 | 0 | -0.0047 | -1.1703 | 0.0032 | 0.7968 | -0.0027 | -0.6723 | 0.0012 | 0.2988 | 0.0146 | 3.6354 | -0.013 | -3.237 | -0.0067 | -1.6683 | -0.013 | -3.237 | -0.0067 | -1.6683
832 | [35 empty] | 0 | 0 | 0.1 |  |  | 0 | 0 | 0.1 | [37 empty] | 0 | 0 | 0 | -0.0047 | -1.1703 | 0.0032 | 0.7968 | -0.0027 | -0.6723 | 0.0012 | 0.2988 | 0.0146 | 3.6354 | -0.013 | -3.237 | -0.0067 | -1.6683 | -0.013 | -3.237 | -0.0067 | -1.6683
833 | [35 empty] | 0 | 0 | 0.1 |  |  | 0 | 0 | 0.1 | [37 empty] | 0 | 0 | 0 | -0.0047 | -1.1703 | 0.0032 | 0.7968 | -0.0027 | -0.6723 | 0.0012 | 0.2988 | 0.0146 | 3.6354 | -0.013 | -3.237 | -0.0067 | -1.6683 | -0.013 | -3.237 | -0.0067 | -1.6683
834 | [35 empty] | 0 | 0 | 0.1 |  |  | 0 | 0 | 0.1 | [37 empty] | 0 | 0 | 0 | -0.0047 | -1.1703 | 0.0032 | 0.7968 | -0.0027 | -0.6723 | 0.0012 | 0.2988 | 0.0146 | 3.6354 | -0.013 | -3.237 | -0.0067 | -1.6683 | -0.013 | -3.237 | -0.0067 | -1.6683
835 | [35 empty] | 0 | 0 | 0.1 |  |  | 0 | 0 | 0.1 | [37 empty] | 0 | 0 | 0 | -0.0047 | -1.1703 | 0.0032 | 0.7968 | -0.0027 | -0.6723 | 0.0012 | 0.2988 | 0.0146 | 3.6354 | -0.013 | -3.237 | -0.0067 | -1.6683 | -0.013 | -3.237 | -0.0067 | -1.6683
836 | [35 empty] | 0 | 0 | 0.1 |  |  | 0 | 0 | 0.1 | [37 empty] | 0 | 0 | 0 | -0.0047 | -1.1703 | 0.0032 | 0.7968 | -0.0027 | -0.6723 | 0.0012 | 0.2988 | 0.0146 | 3.6354 | -0.013 | -3.237 | -0.0067 | -1.6683 | -0.013 | -3.237 | -0.0067 | -1.6683
837 | [35 empty] | 0 | 0 | 0.1 |  |  | 0 | 0 | 0.1 | [37 empty] | 0 | 0 | 0 | -0.0047 | -1.1703 | 0.0032 | 0.7968 | -0.0027 | -0.6723 | 0.0012 | 0.2988 | 0.0146 | 3.6354 | -0.013 | -3.237 | -0.0067 | -1.6683 | -0.013 | -3.237 | -0.0067 | -1.6683
838 | [35 empty] | 0 | 0 | 0.1 |  |  | 0 | 0 | 0.1 | [37 empty] | 0 | 0 | 0 | -0.0047 | -1.1703 | 0.0032 | 0.7968 | -0.0027 | -0.6723 | 0.0012 | 0.2988 | 0.0146 | 3.6354 | -0.013 | -3.237 | -0.0067 | -1.6683 | -0.013 | -3.237 | -0.0067 | -1.6683
839 | [35 empty] | 0 | 0 | 0.1 |  |  | 0 | 0 | 0.1 | [37 empty] | 0 | 0 | 0 | -0.0047 | -1.1703 | 0.0032 | 0.7968 | -0.0027 | -0.6723 | 0.0012 | 0.2988 | 0.0146 | 3.6354 | -0.013 | -3.237 | -0.0067 | -1.6683 | -0.013 | -3.237 | -0.0067 | -1.6683
840 | [35 empty] | 0 | 0 | 0.1 |  |  | 0 | 0 | 0.1 | [37 empty] | 0 | 0 | 0 | -0.0047 | -1.1703 | 0.0032 | 0.7968 | -0.0027 | -0.6723 | 0.0012 | 0.2988 | 0.0146 | 3.6354 | -0.013 | -3.237 | -0.0067 | -1.6683 | -0.013 | -3.237 | -0.0067 | -1.6683
841 | [35 empty] | 0 | 0 | 0.1 |  |  | 0 | 0 | 0.1 | [37 empty] | 0 | 0 | 0 | -0.0047 | -1.1703 | 0.0032 | 0.7968 | -0.0027 | -0.6723 | 0.0012 | 0.2988 | 0.0146 | 3.6354 | -0.013 | -3.237 | -0.0067 | -1.6683 | -0.013 | -3.237 | -0.0067 | -1.6683
842 | [35 empty] | 0 | 0 | 0.1 |  |  | 0 | 0 | 0.1 | [37 empty] | 0 | 0 | 0 | -0.0047 | -1.1703 | 0.0032 | 0.7968 | -0.0027 | -0.6723 | 0.0012 | 0.2988 | 0.0146 | 3.6354 | -0.013 | -3.237 | -0.0067 | -1.6683 | -0.013 | -3.237 | -0.0067 | -1.6683
843 | [35 empty] | 0 | 0 | 0.1 |  |  | 0 | 0 | 0.1 | [37 empty] | 0 | 0 | 0 | -0.0047 | -1.1703 | 0.0032 | 0.7968 | -0.0027 | -0.6723 | 0.0012 | 0.2988 | 0.0146 | 3.6354 | -0.013 | -3.237 | -0.0067 | -1.6683 | -0.013 | -3.237 | -0.0067 | -1.6683
844 | [35 empty] | 0 | 0 | 0.1 |  |  | 0 | 0 | 0.1 | [37 empty] | 0 | 0 | 0 | -0.0047 | -1.1703 | 0.0032 | 0.7968 | -0.0027 | -0.6723 | 0.0012 | 0.2988 | 0.0146 | 3.6354 | -0.013 | -3.237 | -0.0067 | -1.6683 | -0.013 | -3.237 | -0.0067 | -1.6683
845 | [35 empty] | 0 | 0 | 0.1 |  |  | 0 | 0 | 0.1 | [37 empty] | 0 | 0 | 0 | -0.0047 | -1.1703 | 0.0032 | 0.7968 | -0.0027 | -0.6723 | 0.0012 | 0.2988 | 0.0146 | 3.6354 | -0.013 | -3.237 | -0.0067 | -1.6683 | -0.013 | -3.237 | -0.0067 | -1.6683
846 | [35 empty] | 0 | 0 | 0.1 |  |  | 0 | 0 | 0.1 | [37 empty] | 0 | 0 | 0 | -0.0047 | -1.1703 | 0.0032 | 0.7968 | -0.0027 | -0.6723 | 0.0012 | 0.2988 | 0.0146 | 3.6354 | -0.013 | -3.237 | -0.0067 | -1.6683 | -0.013 | -3.237 | -0.0067 | -1.6683
847 | [35 empty] | 0 | 0 | 0.1 |  |  | 0 | 0 | 0.1 | [37 empty] | 0 | 0 | 0 | -0.0047 | -1.1703 | 0.0032 | 0.7968 | -0.0027 | -0.6723 | 0.0012 | 0.2988 | 0.0146 | 3.6354 | -0.013 | -3.237 | -0.0067 | -1.6683 | -0.013 | -3.237 | -0.0067 | -1.6683
848 | [35 empty] | 0 | 0 | 0.1 |  |  | 0 | 0 | 0.1 | [37 empty] | 0 | 0 | 0 | -0.0047 | -1.1703 | 0.0032 | 0.7968 | -0.0027 | -0.6723 | 0.0012 | 0.2988 | 0.0146 | 3.6354 | -0.013 | -3.237 | -0.0067 | -1.6683 | -0.013 | -3.237 | -0.0067 | -1.6683
849 | [35 empty] | 0 | 0 | 0.1 |  |  | 0 | 0 | 0.1 | [37 empty] | 0 | 0 | 0 | -0.0047 | -1.1703 | 0.0032 | 0.7968 | -0.0027 | -0.6723 | 0.0012 | 0.2988 | 0.0146 | 3.6354 | -0.013 | -3.237 | -0.0067 | -1.6683 | -0.013 | -3.237 | -0.0067 | -1.6683
850 | [35 empty] | 0 | 0 | 0.1 |  |  | 0 | 0 | 0.1 | [37 empty] | 0 | 0 | 0 | -0.0047 | -1.1703 | 0.0032 | 0.7968 | -0.0027 | -0.6723 | 0.0012 | 0.2988 | 0.0146 | 3.6354 | -0.013 | -3.237 | -0.0067 | -1.6683 | -0.013 | -3.237 | -0.0067 | -1.6683
851 | [35 empty] | 0 | 0 | 0.1 |  |  | 0 | 0 | 0.1 | [37 empty] | 0 | 0 | 0 | -0.0047 | -1.1703 | 0.0032 | 0.7968 | -0.0027 | -0.6723 | 0.0012 | 0.2988 | 0.0146 | 3.6354 | -0.013 | -3.237 | -0.0067 | -1.6683 | -0.013 | -3.237 | -0.0067 | -1.6683
852 | [35 empty] | 0 | 0 | 0.1 |  |  | 0 | 0 | 0.1 | [37 empty] | 0 | 0 | 0 | -0.0047 | -1.1703 | 0.0032 | 0.7968 | -0.0027 | -0.6723 | 0.0012 | 0.2988 | 0.0146 | 3.6354 | -0.013 | -3.237 | -0.0067 | -1.6683 | -0.013 | -3.237 | -0.0067 | -1.6683
853 | [35 empty] | 0 | 0 | 0.1 |  |  | 0 | 0 | 0.1 | [37 empty] | 0 | 0 | 0 | -0.0047 | -1.1703 | 0.0032 | 0.7968 | -0.0027 | -0.6723 | 0.0012 | 0.2988 | 0.0146 | 3.6354 | -0.013 | -3.237 | -0.0067 | -1.6683 | -0.013 | -3.237 | -0.0067 | -1.6683
854 | [35 empty] | 0 | 0 | 0.1 |  |  | 0 | 0 | 0.1 | [37 empty] | 0 | 0 | 0 | -0.0047 | -1.1703 | 0.0032 | 0.7968 | -0.0027 | -0.6723 | 0.0012 | 0.2988 | 0.0146 | 3.6354 | -0.013 | -3.237 | -0.0067 | -1.6683 | -0.013 | -3.237 | -0.0067 | -1.6683
855 | [35 empty] | 0 | 0 | 0.1 |  |  | 0 | 0 | 0.1 | [37 empty] | 0 | 0 | 0 | -0.0047 | -1.1703 | 0.0032 | 0.7968 | -0.0027 | -0.6723 | 0.0012 | 0.2988 | 0.0146 | 3.6354 | -0.013 | -3.237 | -0.0067 | -1.6683 | -0.013 | -3.237 | -0.0067 | -1.6683
856 | [35 empty] | 0 | 0 | 0.1 |  |  | 0 | 0 | 0.1 | [37 empty] | 0 | 0 | 0 | -0.0047 | -1.1703 | 0.0032 | 0.7968 | -0.0027 | -0.6723 | 0.0012 | 0.2988 | 0.0146 | 3.6354 | -0.013 | -3.237 | -0.0067 | -1.6683 | -0.013 | -3.237 | -0.0067 | -1.6683
857 | [35 empty] | 0 | 0 | 0.1 |  |  | 0 | 0 | 0.1 | [37 empty] | 0 | 0 | 0 | -0.0047 | -1.1703 | 0.0032 | 0.7968 | -0.0027 | -0.6723 | 0.0012 | 0.2988 | 0.0146 | 3.6354 | -0.013 | -3.237 | -0.0067 | -1.6683 | -0.013 | -3.237 | -0.0067 | -1.6683
858 | [35 empty] | 0 | 0 | 0.1 |  |  | 0 | 0 | 0.1 | [37 empty] | 0 | 0 | 0 | -0.0047 | -1.1703 | 0.0032 | 0.7968 | -0.0027 | -0.6723 | 0.0012 | 0.2988 | 0.0146 | 3.6354 | -0.013 | -3.237 | -0.0067 | -1.6683 | -0.013 | -3.237 | -0.0067 | -1.6683
859 | [35 empty] | 0 | 0 | 0.1 |  |  | 0 | 0 | 0.1 | [37 empty] | 0 | 0 | 0 | -0.0047 | -1.1703 | 0.0032 | 0.7968 | -0.0027 | -0.6723 | 0.0012 | 0.2988 | 0.0146 | 3.6354 | -0.013 | -3.237 | -0.0067 | -1.6683 | -0.013 | -3.237 | -0.0067 | -1.6683
860 | [35 empty] | 0 | 0 | 0.1 |  |  | 0 | 0 | 0.1 | [37 empty] | 0 | 0 | 0 | -0.0047 | -1.1703 | 0.0032 | 0.7968 | -0.0027 | -0.6723 | 0.0012 | 0.2988 | 0.0146 | 3.6354 | -0.013 | -3.237 | -0.0067 | -1.6683 | -0.013 | -3.237 | -0.0067 | -1.6683
861 | [35 empty] | 0 | 0 | 0.1 |  |  | 0 | 0 | 0.1 | [37 empty] | 0 | 0 | 0 | -0.0047 | -1.1703 | 0.0032 | 0.7968 | -0.0027 | -0.6723 | 0.0012 | 0.2988 | 0.0146 | 3.6354 | -0.013 | -3.237 | -0.0067 | -1.6683 | -0.013 | -3.237 | -0.0067 | -1.6683
862 | [35 empty] | 0 | 0 | 0.1 |  |  | 0 | 0 | 0.1 | [37 empty] | 0 | 0 | 0 | -0.0047 | -1.1703 | 0.0032 | 0.7968 | -0.0027 | -0.6723 | 0.0012 | 0.2988 | 0.0146 | 3.6354 | -0.013 | -3.237 | -0.0067 | -1.6683 | -0.013 | -3.237 | -0.0067 | -1.6683
863 | [35 empty] | 0 | 0 | 0.1 |  |  | 0 | 0 | 0.1 | [37 empty] | 0 | 0 | 0 | -0.0047 | -1.1703 | 0.0032 | 0.7968 | -0.0027 | -0.6723 | 0.0012 | 0.2988 | 0.0146 | 3.6354 | -0.013 | -3.237 | -0.0067 | -1.6683 | -0.013 | -3.237 | -0.0067 | -1.6683
864 | [35 empty] | 0 | 0 | 0.1 |  |  | 0 | 0 | 0.1 | [37 empty] | 0 | 0 | 0 | -0.0047 | -1.1703 | 0.0032 | 0.7968 | -0.0027 | -0.6723 | 0.0012 | 0.2988 | 0.0146 | 3.6354 | -0.013 | -3.237 | -0.0067 | -1.6683 | -0.013 | -3.237 | -0.0067 | -1.6683
865 | [35 empty] | 0 | 0 | 0.1 |  |  | 0 | 0 | 0.1 | [37 empty] | 0 | 0 | 0 | -0.0047 | -1.1703 | 0.0032 | 0.7968 | -0.0027 | -0.6723 | 0.0012 | 0.2988 | 0.0146 | 3.6354 | -0.013 | -3.237 | -0.0067 | -1.6683 | -0.013 | -3.237 | -0.0067 | -1.6683
866 | [35 empty] | 0 | 0 | 0.1 |  |  | 0 | 0 | 0.1 | [37 empty] | 0 | 0 | 0 | -0.0047 | -1.1703 | 0.0032 | 0.7968 | -0.0027 | -0.6723 | 0.0012 | 0.2988 | 0.0146 | 3.6354 | -0.013 | -3.237 | -0.0067 | -1.6683 | -0.013 | -3.237 | -0.0067 | -1.6683
867 | [35 empty] | 0 | 0 | 0.1 |  |  | 0 | 0 | 0.1 | [37 empty] | 0 | 0 | 0 | -0.0047 | -1.1703 | 0.0032 | 0.7968 | -0.0027 | -0.6723 | 0.0012 | 0.2988 | 0.0146 | 3.6354 | -0.013 | -3.237 | -0.0067 | -1.6683 | -0.013 | -3.237 | -0.0067 | -1.6683
868 | [35 empty] | 0 | 0 | 0.1 |  |  | 0 | 0 | 0.1 | [37 empty] | 0 | 0 | 0 | -0.0047 | -1.1703 | 0.0032 | 0.7968 | -0.0027 | -0.6723 | 0.0012 | 0.2988 | 0.0146 | 3.6354 | -0.013 | -3.237 | -0.0067 | -1.6683 | -0.013 | -3.237 | -0.0067 | -1.6683
869 | [35 empty] | 0 | 0 | 0.1 |  |  | 0 | 0 | 0.1 | [37 empty] | 0 | 0 | 0 | -0.0047 | -1.1703 | 0.0032 | 0.7968 | -0.0027 | -0.6723 | 0.0012 | 0.2988 | 0.0146 | 3.6354 | -0.013 | -3.237 | -0.0067 | -1.6683 | -0.013 | -3.237 | -0.0067 | -1.6683
870 | [35 empty] | 0 | 0 | 0.1 |  |  | 0 | 0 | 0.1 | [37 empty] | 0 | 0 | 0 | -0.0047 | -1.1703 | 0.0032 | 0.7968 | -0.0027 | -0.6723 | 0.0012 | 0.2988 | 0.0146 | 3.6354 | -0.013 | -3.237 | -0.0067 | -1.6683 | -0.013 | -3.237 | -0.0067 | -1.6683
871 | [35 empty] | 0 | 0 | 0.1 |  |  | 0 | 0 | 0.1 | [37 empty] | 0 | 0 | 0 | -0.0047 | -1.1703 | 0.0032 | 0.7968 | -0.0027 | -0.6723 | 0.0012 | 0.2988 | 0.0146 | 3.6354 | -0.013 | -3.237 | -0.0067 | -1.6683 | -0.013 | -3.237 | -0.0067 | -1.6683
872 | [35 empty] | 0 | 0 | 0.1 |  |  | 0 | 0 | 0.1 | [37 empty] | 0 | 0 | 0 | -0.0047 | -1.1703 | 0.0032 | 0.7968 | -0.0027 | -0.6723 | 0.0012 | 0.2988 | 0.0146 | 3.6354 | -0.013 | -3.237 | -0.0067 | -1.6683 | -0.013 | -3.237 | -0.0067 | -1.6683
873 | [35 empty] | 0 | 0 | 0.1 |  |  | 0 | 0 | 0.1 | [37 empty] | 0 | 0 | 0 | -0.0047 | -1.1703 | 0.0032 | 0.7968 | -0.0027 | -0.6723 | 0.0012 | 0.2988 | 0.0146 | 3.6354 | -0.013 | -3.237 | -0.0067 | -1.6683 | -0.013 | -3.237 | -0.0067 | -1.6683
874 | [35 empty] | 0 | 0 | 0.1 |  |  | 0 | 0 | 0.1 | [37 empty] | 0 | 0 | 0 | -0.0047 | -1.1703 | 0.0032 | 0.7968 | -0.0027 | -0.6723 | 0.0012 | 0.2988 | 0.0146 | 3.6354 | -0.013 | -3.237 | -0.0067 | -1.6683 | -0.013 | -3.237 | -0.0067 | -1.6683
875 | [35 empty] | 0 | 0 | 0.1 |  |  | 0 | 0 | 0.1 | [37 empty] | 0 | 0 | 0 | -0.0047 | -1.1703 | 0.0032 | 0.7968 | -0.0027 | -0.6723 | 0.0012 | 0.2988 | 0.0146 | 3.6354 | -0.013 | -3.237 | -0.0067 | -1.6683 | -0.013 | -3.237 | -0.0067 | -1.6683
876 | [35 empty] | 0 | 0 | 0.1 |  |  | 0 | 0 | 0.1 | [37 empty] | 0 | 0 | 0 | -0.0047 | -1.1703 | 0.0032 | 0.7968 | -0.0027 | -0.6723 | 0.0012 | 0.2988 | 0.0146 | 3.6354 | -0.013 | -3.237 | -0.0067 | -1.6683 | -0.013 | -3.237 | -0.0067 | -1.6683
877 | [35 empty] | 0 | 0 | 0.1 |  |  | 0 | 0 | 0.1 | [37 empty] | 0 | 0 | 0 | -0.0047 | -1.1703 | 0.0032 | 0.7968 | -0.0027 | -0.6723 | 0.0012 | 0.2988 | 0.0146 | 3.6354 | -0.013 | -3.237 | -0.0067 | -1.6683 | -0.013 | -3.237 | -0.0067 | -1.6683
878 | [35 empty] | 0 | 0 | 0.1 |  |  | 0 | 0 | 0.1 | [37 empty] | 0 | 0 | 0 | -0.0047 | -1.1703 | 0.0032 | 0.7968 | -0.0027 | -0.6723 | 0.0012 | 0.2988 | 0.0146 | 3.6354 | -0.013 | -3.237 | -0.0067 | -1.6683 | -0.013 | -3.237 | -0.0067 | -1.6683
879 | [35 empty] | 0 | 0 | 0.1 |  |  | 0 | 0 | 0.1 | [37 empty] | 0 | 0 | 0 | -0.0047 | -1.1703 | 0.0032 | 0.7968 | -0.0027 | -0.6723 | 0.0012 | 0.2988 | 0.0146 | 3.6354 | -0.013 | -3.237 | -0.0067 | -1.6683 | -0.013 | -3.237 | -0.0067 | -1.6683
880 | [35 empty] | 0 | 0 | 0.1 |  |  | 0 | 0 | 0.1 | [37 empty] | 0 | 0 | 0 | -0.0047 | -1.1703 | 0.0032 | 0.7968 | -0.0027 | -0.6723 | 0.0012 | 0.2988 | 0.0146 | 3.6354 | -0.013 | -3.237 | -0.0067 | -1.6683 | -0.013 | -3.237 | -0.0067 | -1.6683
881 | [35 empty] | 0 | 0 | 0.1 |  |  | 0 | 0 | 0.1 | [37 empty] | 0 | 0 | 0 | -0.0047 | -1.1703 | 0.0032 | 0.7968 | -0.0027 | -0.6723 | 0.0012 | 0.2988 | 0.0146 | 3.6354 | -0.013 | -3.237 | -0.0067 | -1.6683 | -0.013 | -3.237 | -0.0067 | -1.6683
882 | [35 empty] | 0 | 0 | 0.1 |  |  | 0 | 0 | 0.1 | [37 empty] | 0 | 0 | 0 | -0.0047 | -1.1703 | 0.0032 | 0.7968 | -0.0027 | -0.6723 | 0.0012 | 0.2988 | 0.0146 | 3.6354 | -0.013 | -3.237 | -0.0067 | -1.6683 | -0.013 | -3.237 | -0.0067 | -1.6683
883 | [35 empty] | 0 | 0 | 0.1 |  |  | 0 | 0 | 0.1 | [37 empty] | 0 | 0 | 0 | -0.0047 | -1.1703 | 0.0032 | 0.7968 | -0.0027 | -0.6723 | 0.0012 | 0.2988 | 0.0146 | 3.6354 | -0.013 | -3.237 | -0.0067 | -1.6683 | -0.013 | -3.237 | -0.0067 | -1.6683
884 | [35 empty] | 0 | 0 | 0.1 |  |  | 0 | 0 | 0.1 | [37 empty] | 0 | 0 | 0 | -0.0047 | -1.1703 | 0.0032 | 0.7968 | -0.0027 | -0.6723 | 0.0012 | 0.2988 | 0.0146 | 3.6354 | -0.013 | -3.237 | -0.0067 | -1.6683 | -0.013 | -3.237 | -0.0067 | -1.6683
885 | [35 empty] | 0 | 0 | 0.1 |  |  | 0 | 0 | 0.1 | [37 empty] | 0 | 0 | 0 | -0.0047 | -1.1703 | 0.0032 | 0.7968 | -0.0027 | -0.6723 | 0.0012 | 0.2988 | 0.0146 | 3.6354 | -0.013 | -3.237 | -0.0067 | -1.6683 | -0.013 | -3.237 | -0.0067 | -1.6683
886 | [35 empty] | 0 | 0 | 0.1 |  |  | 0 | 0 | 0.1 | [37 empty] | 0 | 0 | 0 | -0.0047 | -1.1703 | 0.0032 | 0.7968 | -0.0027 | -0.6723 | 0.0012 | 0.2988 | 0.0146 | 3.6354 | -0.013 | -3.237 | -0.0067 | -1.6683 | -0.013 | -3.237 | -0.0067 | -1.6683
887 | [35 empty] | 0 | 0 | 0.1 |  |  | 0 | 0 | 0.1 | [37 empty] | 0 | 0 | 0 | -0.0047 | -1.1703 | 0.0032 | 0.7968 | -0.0027 | -0.6723 | 0.0012 | 0.2988 | 0.0146 | 3.6354 | -0.013 | -3.237 | -0.0067 | -1.6683 | -0.013 | -3.237 | -0.0067 | -1.6683
888 | [35 empty] | 0 | 0 | 0.1 |  |  | 0 | 0 | 0.1 | [37 empty] | 0 | 0 | 0 | -0.0047 | -1.1703 | 0.0032 | 0.7968 | -0.0027 | -0.6723 | 0.0012 | 0.2988 | 0.0146 | 3.6354 | -0.013 | -3.237 | -0.0067 | -1.6683 | -0.013 | -3.237 | -0.0067 | -1.6683
889 | [35 empty] | 0 | 0 | 0.1 |  |  | 0 | 0 | 0.1 | [37 empty] | 0 | 0 | 0 | -0.0047 | -1.1703 | 0.0032 | 0.7968 | -0.0027 | -0.6723 | 0.0012 | 0.2988 | 0.0146 | 3.6354 | -0.013 | -3.237 | -0.0067 | -1.6683 | -0.013 | -3.237 | -0.0067 | -1.6683
890 | [35 empty] | 0 | 0 | 0.1 |  |  | 0 | 0 | 0.1 | [37 empty] | 0 | 0 | 0 | -0.0047 | -1.1703 | 0.0032 | 0.7968 | -0.0027 | -0.6723 | 0.0012 | 0.2988 | 0.0146 | 3.6354 | -0.013 | -3.237 | -0.0067 | -1.6683 | -0.013 | -3.237 | -0.0067 | -1.6683
891 | [35 empty] | 0 | 0 | 0.1 |  |  | 0 | 0 | 0.1 | [37 empty] | 0 | 0 | 0 | -0.0047 | -1.1703 | 0.0032 | 0.7968 | -0.0027 | -0.6723 | 0.0012 | 0.2988 | 0.0146 | 3.6354 | -0.013 | -3.237 | -0.0067 | -1.6683 | -0.013 | -3.237 | -0.0067 | -1.6683
892 | [35 empty] | 0 | 0 | 0.1 |  |  | 0 | 0 | 0.1 | [37 empty] | 0 | 0 | 0 | -0.0047 | -1.1703 | 0.0032 | 0.7968 | -0.0027 | -0.6723 | 0.0012 | 0.2988 | 0.0146 | 3.6354 | -0.013 | -3.237 | -0.0067 | -1.6683 | -0.013 | -3.237 | -0.0067 | -1.6683
893 | [35 empty] | 0 | 0 | 0.1 |  |  | 0 | 0 | 0.1 | [37 empty] | 0 | 0 | 0 | -0.0047 | -1.1703 | 0.0032 | 0.7968 | -0.0027 | -0.6723 | 0.0012 | 0.2988 | 0.0146 | 3.6354 | -0.013 | -3.237 | -0.0067 | -1.6683 | -0.013 | -3.237 | -0.0067 | -1.6683
894 | [35 empty] | 0 | 0 | 0.1 |  |  | 0 | 0 | 0.1 | [37 empty] | 0 | 0 | 0 | -0.0047 | -1.1703 | 0.0032 | 0.7968 | -0.0027 | -0.6723 | 0.0012 | 0.2988 | 0.0146 | 3.6354 | -0.013 | -3.237 | -0.0067 | -1.6683 | -0.013 | -3.237 | -0.0067 | -1.6683
895 | [35 empty] | 0 | 0 | 0.1 |  |  | 0 | 0 | 0.1 | [37 empty] | 0 | 0 | 0 | -0.0047 | -1.1703 | 0.0032 | 0.7968 | -0.0027 | -0.6723 | 0.0012 | 0.2988 | 0.0146 | 3.6354 | -0.013 | -3.237 | -0.0067 | -1.6683 | -0.013 | -3.237 | -0.0067 | -1.6683
896 | [35 empty] | 0 | 0 | 0.1 |  |  | 0 | 0 | 0.1 | [37 empty] | 0 | 0 | 0 | -0.0047 | -1.1703 | 0.0032 | 0.7968 | -0.0027 | -0.6723 | 0.0012 | 0.2988 | 0.0146 | 3.6354 | -0.013 | -3.237 | -0.0067 | -1.6683 | -0.013 | -3.237 | -0.0067 | -1.6683
897 | [35 empty] | 0 | 0 | 0.1 |  |  | 0 | 0 | 0.1 | [37 empty] | 0 | 0 | 0 | -0.0047 | -1.1703 | 0.0032 | 0.7968 | -0.0027 | -0.6723 | 0.0012 | 0.2988 | 0.0146 | 3.6354 | -0.013 | -3.237 | -0.0067 | -1.6683 | -0.013 | -3.237 | -0.0067 | -1.6683
898 | [35 empty] | 0 | 0 | 0.1 |  |  | 0 | 0 | 0.1 | [37 empty] | 0 | 0 | 0 | -0.0047 | -1.1703 | 0.0032 | 0.7968 | -0.0027 | -0.6723 | 0.0012 | 0.2988 | 0.0146 | 3.6354 | -0.013 | -3.237 | -0.0067 | -1.6683 | -0.013 | -3.237 | -0.0067 | -1.6683
899 | [35 empty] | 0 | 0 | 0.1 |  |  | 0 | 0 | 0.1 | [37 empty] | 0 | 0 | 0 | -0.0047 | -1.1703 | 0.0032 | 0.7968 | -0.0027 | -0.6723 | 0.0012 | 0.2988 | 0.0146 | 3.6354 | -0.013 | -3.237 | -0.0067 | -1.6683 | -0.013 | -3.237 | -0.0067 | -1.6683
900 | [35 empty] | 0 | 0 | 0.1 |  |  | 0 | 0 | 0.1 | [37 empty] | 0 | 0 | 0 | -0.0047 | -1.1703 | 0.0032 | 0.7968 | -0.0027 | -0.6723 | 0.0012 | 0.2988 | 0.0146 | 3.6354 | -0.013 | -3.237 | -0.0067 | -1.6683 | -0.013 | -3.237 | -0.0067 | -1.6683
901 | [35 empty] | 0 | 0 | 0.1 |  |  | 0 | 0 | 0.1 | [37 empty] | 0 | 0 | 0 | -0.0047 | -1.1703 | 0.0032 | 0.7968 | -0.0027 | -0.6723 | 0.0012 | 0.2988 | 0.0146 | 3.6354 | -0.013 | -3.237 | -0.0067 | -1.6683 | -0.013 | -3.237 | -0.0067 | -1.6683
902 | [35 empty] | 0 | 0 | 0.1 |  |  | 0 | 0 | 0.1 | [37 empty] | 0 | 0 | 0 | -0.0047 | -1.1703 | 0.0032 | 0.7968 | -0.0027 | -0.6723 | 0.0012 | 0.2988 | 0.0146 | 3.6354 | -0.013 | -3.237 | -0.0067 | -1.6683 | -0.013 | -3.237 | -0.0067 | -1.6683
903 | [35 empty] | 0 | 0 | 0.1 |  |  | 0 | 0 | 0.1 | [37 empty] | 0 | 0 | 0 | -0.0047 | -1.1703 | 0.0032 | 0.7968 | -0.0027 | -0.6723 | 0.0012 | 0.2988 | 0.0146 | 3.6354 | -0.013 | -3.237 | -0.0067 | -1.6683 | -0.013 | -3.237 | -0.0067 | -1.6683
904 | [35 empty] | 0 | 0 | 0.1 |  |  | 0 | 0 | 0.1 | [37 empty] | 0 | 0 | 0 | -0.0047 | -1.1703 | 0.0032 | 0.7968 | -0.0027 | -0.6723 | 0.0012 | 0.2988 | 0.0146 | 3.6354 | -0.013 | -3.237 | -0.0067 | -1.6683 | -0.013 | -3.237 | -0.0067 | -1.6683
905 | [35 empty] | 0 | 0 | 0.1 |  |  | 0 | 0 | 0.1 | [37 empty] | 0 | 0 | 0 | -0.0047 | -1.1703 | 0.0032 | 0.7968 | -0.0027 | -0.6723 | 0.0012 | 0.2988 | 0.0146 | 3.6354 | -0.013 | -3.237 | -0.0067 | -1.6683 | -0.013 | -3.237 | -0.0067 | -1.6683
906 | [35 empty] | 0 | 0 | 0.1 |  |  | 0 | 0 | 0.1 | [37 empty] | 0 | 0 | 0 | -0.0047 | -1.1703 | 0.0032 | 0.7968 | -0.0027 | -0.6723 | 0.0012 | 0.2988 | 0.0146 | 3.6354 | -0.013 | -3.237 | -0.0067 | -1.6683 | -0.013 | -3.237 | -0.0067 | -1.6683
907 | [35 empty] | 0 | 0 | 0.1 |  |  | 0 | 0 | 0.1 | [37 empty] | 0 | 0 | 0 | -0.0047 | -1.1703 | 0.0032 | 0.7968 | -0.0027 | -0.6723 | 0.0012 | 0.2988 | 0.0146 | 3.6354 | -0.013 | -3.237 | -0.0067 | -1.6683 | -0.013 | -3.237 | -0.0067 | -1.6683
908 | [35 empty] | 0 | 0 | 0.1 |  |  | 0 | 0 | 0.1 | [37 empty] | 0 | 0 | 0 | -0.0047 | -1.1703 | 0.0032 | 0.7968 | -0.0027 | -0.6723 | 0.0012 | 0.2988 | 0.0146 | 3.6354 | -0.013 | -3.237 | -0.0067 | -1.6683 | -0.013 | -3.237 | -0.0067 | -1.6683
909 | [35 empty] | 0 | 0 | 0.1 |  |  | 0 | 0 | 0.1 | [37 empty] | 0 | 0 | 0 | -0.0047 | -1.1703 | 0.0032 | 0.7968 | -0.0027 | -0.6723 | 0.0012 | 0.2988 | 0.0146 | 3.6354 | -0.013 | -3.237 | -0.0067 | -1.6683 | -0.013 | -3.237 | -0.0067 | -1.6683
910 | [35 empty] | 0 | 0 | 0.1 |  |  | 0 | 0 | 0.1 | [37 empty] | 0 | 0 | 0 | -0.0047 | -1.1703 | 0.0032 | 0.7968 | -0.0027 | -0.6723 | 0.0012 | 0.2988 | 0.0146 | 3.6354 | -0.013 | -3.237 | -0.0067 | -1.6683 | -0.013 | -3.237 | -0.0067 | -1.6683
911 | [35 empty] | 0 | 0 | 0.1 |  |  | 0 | 0 | 0.1 | [37 empty] | 0 | 0 | 0 | -0.0047 | -1.1703 | 0.0032 | 0.7968 | -0.0027 | -0.6723 | 0.0012 | 0.2988 | 0.0146 | 3.6354 | -0.013 | -3.237 | -0.0067 | -1.6683 | -0.013 | -3.237 | -0.0067 | -1.6683
912 | [35 empty] | 0 | 0 | 0.1 |  |  | 0 | 0 | 0.1 | [37 empty] | 0 | 0 | 0 | -0.0047 | -1.1703 | 0.0032 | 0.7968 | -0.0027 | -0.6723 | 0.0012 | 0.2988 | 0.0146 | 3.6354 | -0.013 | -3.237 | -0.0067 | -1.6683 | -0.013 | -3.237 | -0.0067 | -1.6683
913 | [35 empty] | 0 | 0 | 0.1 |  |  | 0 | 0 | 0.1 | [37 empty] | 0 | 0 | 0 | -0.0047 | -1.1703 | 0.0032 | 0.7968 | -0.0027 | -0.6723 | 0.0012 | 0.2988 | 0.0146 | 3.6354 | -0.013 | -3.237 | -0.0067 | -1.6683 | -0.013 | -3.237 | -0.0067 | -1.6683
914 | [35 empty] | 0 | 0 | 0.1 |  |  | 0 | 0 | 0.1 | [37 empty] | 0 | 0 | 0 | -0.0047 | -1.1703 | 0.0032 | 0.7968 | -0.0027 | -0.6723 | 0.0012 | 0.2988 | 0.0146 | 3.6354 | -0.013 | -3.237 | -0.0067 | -1.6683 | -0.013 | -3.237 | -0.0067 | -1.6683
915 | [35 empty] | 0 | 0 | 0.1 |  |  | 0 | 0 | 0.1 | [37 empty] | 0 | 0 | 0 | -0.0047 | -1.1703 | 0.0032 | 0.7968 | -0.0027 | -0.6723 | 0.0012 | 0.2988 | 0.0146 | 3.6354 | -0.013 | -3.237 | -0.0067 | -1.6683 | -0.013 | -3.237 | -0.0067 | -1.6683
916 | [35 empty] | 0 | 0 | 0.1 |  |  | 0 | 0 | 0.1 | [37 empty] | 0 | 0 | 0 | -0.0047 | -1.1703 | 0.0032 | 0.7968 | -0.0027 | -0.6723 | 0.0012 | 0.2988 | 0.0146 | 3.6354 | -0.013 | -3.237 | -0.0067 | -1.6683 | -0.013 | -3.237 | -0.0067 | -1.6683
917 | [35 empty] | 0 | 0 | 0.1 |  |  | 0 | 0 | 0.1 | [37 empty] | 0 | 0 | 0 | -0.0047 | -1.1703 | 0.0032 | 0.7968 | -0.0027 | -0.6723 | 0.0012 | 0.2988 | 0.0146 | 3.6354 | -0.013 | -3.237 | -0.0067 | -1.6683 | -0.013 | -3.237 | -0.0067 | -1.6683
918 | [35 empty] | 0 | 0 | 0.1 |  |  | 0 | 0 | 0.1 | [37 empty] | 0 | 0 | 0 | -0.0047 | -1.1703 | 0.0032 | 0.7968 | -0.0027 | -0.6723 | 0.0012 | 0.2988 | 0.0146 | 3.6354 | -0.013 | -3.237 | -0.0067 | -1.6683 | -0.013 | -3.237 | -0.0067 | -1.6683
919 | [35 empty] | 0 | 0 | 0.1 |  |  | 0 | 0 | 0.1 | [37 empty] | 0 | 0 | 0 | -0.0047 | -1.1703 | 0.0032 | 0.7968 | -0.0027 | -0.6723 | 0.0012 | 0.2988 | 0.0146 | 3.6354 | -0.013 | -3.237 | -0.0067 | -1.6683 | -0.013 | -3.237 | -0.0067 | -1.6683
920 | [35 empty] | 0 | 0 | 0.1 |  |  | 0 | 0 | 0.1 | [37 empty] | 0 | 0 | 0 | -0.0047 | -1.1703 | 0.0032 | 0.7968 | -0.0027 | -0.6723 | 0.0012 | 0.2988 | 0.0146 | 3.6354 | -0.013 | -3.237 | -0.0067 | -1.6683 | -0.013 | -3.237 | -0.0067 | -1.6683
921 | [35 empty] | 0 | 0 | 0.1 |  |  | 0 | 0 | 0.1 | [37 empty] | 0 | 0 | 0 | -0.0047 | -1.1703 | 0.0032 | 0.7968 | -0.0027 | -0.6723 | 0.0012 | 0.2988 | 0.0146 | 3.6354 | -0.013 | -3.237 | -0.0067 | -1.6683 | -0.013 | -3.237 | -0.0067 | -1.6683
922 | [35 empty] | 0 | 0 | 0.1 |  |  | 0 | 0 | 0.1 | [37 empty] | 0 | 0 | 0 | -0.0047 | -1.1703 | 0.0032 | 0.7968 | -0.0027 | -0.6723 | 0.0012 | 0.2988 | 0.0146 | 3.6354 | -0.013 | -3.237 | -0.0067 | -1.6683 | -0.013 | -3.237 | -0.0067 | -1.6683
923 | [35 empty] | 0 | 0 | 0.1 |  |  | 0 | 0 | 0.1 | [37 empty] | 0 | 0 | 0 | -0.0047 | -1.1703 | 0.0032 | 0.7968 | -0.0027 | -0.6723 | 0.0012 | 0.2988 | 0.0146 | 3.6354 | -0.013 | -3.237 | -0.0067 | -1.6683 | -0.013 | -3.237 | -0.0067 | -1.6683
924 | [35 empty] | 0 | 0 | 0.1 |  |  | 0 | 0 | 0.1 | [37 empty] | 0 | 0 | 0 | -0.0047 | -1.1703 | 0.0032 | 0.7968 | -0.0027 | -0.6723 | 0.0012 | 0.2988 | 0.0146 | 3.6354 | -0.013 | -3.237 | -0.0067 | -1.6683 | -0.013 | -3.237 | -0.0067 | -1.6683
925 | [35 empty] | 0 | 0 | 0.1 |  |  | 0 | 0 | 0.1 | [37 empty] | 0 | 0 | 0 | -0.0047 | -1.1703 | 0.0032 | 0.7968 | -0.0027 | -0.6723 | 0.0012 | 0.2988 | 0.0146 | 3.6354 | -0.013 | -3.237 | -0.0067 | -1.6683 | -0.013 | -3.237 | -0.0067 | -1.6683
926 | [35 empty] | 0 | 0 | 0.1 |  |  | 0 | 0 | 0.1 | [37 empty] | 0 | 0 | 0 | -0.0047 | -1.1703 | 0.0032 | 0.7968 | -0.0027 | -0.6723 | 0.0012 | 0.2988 | 0.0146 | 3.6354 | -0.013 | -3.237 | -0.0067 | -1.6683 | -0.013 | -3.237 | -0.0067 | -1.6683
927 | [35 empty] | 0 | 0 | 0.1 |  |  | 0 | 0 | 0.1 | [37 empty] | 0 | 0 | 0 | -0.0047 | -1.1703 | 0.0032 | 0.7968 | -0.0027 | -0.6723 | 0.0012 | 0.2988 | 0.0146 | 3.6354 | -0.013 | -3.237 | -0.0067 | -1.6683 | -0.013 | -3.237 | -0.0067 | -1.6683
928 | [35 empty] | 0 | 0 | 0.1 |  |  | 0 | 0 | 0.1 | [37 empty] | 0 | 0 | 0 | -0.0047 | -1.1703 | 0.0032 | 0.7968 | -0.0027 | -0.6723 | 0.0012 | 0.2988 | 0.0146 | 3.6354 | -0.013 | -3.237 | -0.0067 | -1.6683 | -0.013 | -3.237 | -0.0067 | -1.6683
929 | [35 empty] | 0 | 0 | 0.1 |  |  | 0 | 0 | 0.1 | [37 empty] | 0 | 0 | 0 | -0.0047 | -1.1703 | 0.0032 | 0.7968 | -0.0027 | -0.6723 | 0.0012 | 0.2988 | 0.0146 | 3.6354 | -0.013 | -3.237 | -0.0067 | -1.6683 | -0.013 | -3.237 | -0.0067 | -1.6683
930 | [35 empty] | 0 | 0 | 0.1 |  |  | 0 | 0 | 0.1 | [37 empty] | 0 | 0 | 0 | -0.0047 | -1.1703 | 0.0032 | 0.7968 | -0.0027 | -0.6723 | 0.0012 | 0.2988 | 0.0146 | 3.6354 | -0.013 | -3.237 | -0.0067 | -1.6683 | -0.013 | -3.237 | -0.0067 | -1.6683
931 | [35 empty] | 0 | 0 | 0.1 |  |  | 0 | 0 | 0.1 | [37 empty] | 0 | 0 | 0 | -0.0047 | -1.1703 | 0.0032 | 0.7968 | -0.0027 | -0.6723 | 0.0012 | 0.2988 | 0.0146 | 3.6354 | -0.013 | -3.237 | -0.0067 | -1.6683 | -0.013 | -3.237 | -0.0067 | -1.6683
932 | [35 empty] | 0 | 0 | 0.1 |  |  | 0 | 0 | 0.1 | [37 empty] | 0 | 0 | 0 | -0.0047 | -1.1703 | 0.0032 | 0.7968 | -0.0027 | -0.6723 | 0.0012 | 0.2988 | 0.0146 | 3.6354 | -0.013 | -3.237 | -0.0067 | -1.6683 | -0.013 | -3.237 | -0.0067 | -1.6683
933 | [35 empty] | 0 | 0 | 0.1 |  |  | 0 | 0 | 0.1 | [37 empty] | 0 | 0 | 0 | -0.0047 | -1.1703 | 0.0032 | 0.7968 | -0.0027 | -0.6723 | 0.0012 | 0.2988 | 0.0146 | 3.6354 | -0.013 | -3.237 | -0.0067 | -1.6683 | -0.013 | -3.237 | -0.0067 | -1.6683
934 | [35 empty] | 0 | 0 | 0.1 |  |  | 0 | 0 | 0.1 | [37 empty] | 0 | 0 | 0 | -0.0047 | -1.1703 | 0.0032 | 0.7968 | -0.0027 | -0.6723 | 0.0012 | 0.2988 | 0.0146 | 3.6354 | -0.013 | -3.237 | -0.0067 | -1.6683 | -0.013 | -3.237 | -0.0067 | -1.6683
935 | [35 empty] | 0 | 0 | 0.1 |  |  | 0 | 0 | 0.1 | [37 empty] | 0 | 0 | 0 | -0.0047 | -1.1703 | 0.0032 | 0.7968 | -0.0027 | -0.6723 | 0.0012 | 0.2988 | 0.0146 | 3.6354 | -0.013 | -3.237 | -0.0067 | -1.6683 | -0.013 | -3.237 | -0.0067 | -1.6683
936 | [35 empty] | 0 | 0 | 0.1 |  |  | 0 | 0 | 0.1 | [37 empty] | 0 | 0 | 0 | -0.0047 | -1.1703 | 0.0032 | 0.7968 | -0.0027 | -0.6723 | 0.0012 | 0.2988 | 0.0146 | 3.6354 | -0.013 | -3.237 | -0.0067 | -1.6683 | -0.013 | -3.237 | -0.0067 | -1.6683
937 | [35 empty] | 0 | 0 | 0.1 |  |  | 0 | 0 | 0.1 | [37 empty] | 0 | 0 | 0 | -0.0047 | -1.1703 | 0.0032 | 0.7968 | -0.0027 | -0.6723 | 0.0012 | 0.2988 | 0.0146 | 3.6354 | -0.013 | -3.237 | -0.0067 | -1.6683 | -0.013 | -3.237 | -0.0067 | -1.6683
938 | [35 empty] | 0 | 0 | 0.1 |  |  | 0 | 0 | 0.1 | [37 empty] | 0 | 0 | 0 | -0.0047 | -1.1703 | 0.0032 | 0.7968 | -0.0027 | -0.6723 | 0.0012 | 0.2988 | 0.0146 | 3.6354 | -0.013 | -3.237 | -0.0067 | -1.6683 | -0.013 | -3.237 | -0.0067 | -1.6683
939 | [35 empty] | 0 | 0 | 0.1 |  |  | 0 | 0 | 0.1 | [37 empty] | 0 | 0 | 0 | -0.0047 | -1.1703 | 0.0032 | 0.7968 | -0.0027 | -0.6723 | 0.0012 | 0.2988 | 0.0146 | 3.6354 | -0.013 | -3.237 | -0.0067 | -1.6683 | -0.013 | -3.237 | -0.0067 | -1.6683
940 | [35 empty] | 0 | 0 | 0.1 |  |  | 0 | 0 | 0.1 | [37 empty] | 0 | 0 | 0 | -0.0047 | -1.1703 | 0.0032 | 0.7968 | -0.0027 | -0.6723 | 0.0012 | 0.2988 | 0.0146 | 3.6354 | -0.013 | -3.237 | -0.0067 | -1.6683 | -0.013 | -3.237 | -0.0067 | -1.6683
941 | [35 empty] | 0 | 0 | 0.1 |  |  | 0 | 0 | 0.1 | [37 empty] | 0 | 0 | 0 | -0.0047 | -1.1703 | 0.0032 | 0.7968 | -0.0027 | -0.6723 | 0.0012 | 0.2988 | 0.0146 | 3.6354 | -0.013 | -3.237 | -0.0067 | -1.6683 | -0.013 | -3.237 | -0.0067 | -1.6683
942 | [35 empty] | 0 | 0 | 0.1 |  |  | 0 | 0 | 0.1 | [37 empty] | 0 | 0 | 0 | -0.0047 | -1.1703 | 0.0032 | 0.7968 | -0.0027 | -0.6723 | 0.0012 | 0.2988 | 0.0146 | 3.6354 | -0.013 | -3.237 | -0.0067 | -1.6683 | -0.013 | -3.237 | -0.0067 | -1.6683
943 | [35 empty] | 0 | 0 | 0.1 |  |  | 0 | 0 | 0.1 | [37 empty] | 0 | 0 | 0 | -0.0047 | -1.1703 | 0.0032 | 0.7968 | -0.0027 | -0.6723 | 0.0012 | 0.2988 | 0.0146 | 3.6354 | -0.013 | -3.237 | -0.0067 | -1.6683 | -0.013 | -3.237 | -0.0067 | -1.6683
944 | [35 empty] | 0 | 0 | 0.1 |  |  | 0 | 0 | 0.1 | [37 empty] | 0 | 0 | 0 | -0.0047 | -1.1703 | 0.0032 | 0.7968 | -0.0027 | -0.6723 | 0.0012 | 0.2988 | 0.0146 | 3.6354 | -0.013 | -3.237 | -0.0067 | -1.6683 | -0.013 | -3.237 | -0.0067 | -1.6683
945 | [35 empty] | 0 | 0 | 0.1 |  |  | 0 | 0 | 0.1 | [37 empty] | 0 | 0 | 0 | -0.0047 | -1.1703 | 0.0032 | 0.7968 | -0.0027 | -0.6723 | 0.0012 | 0.2988 | 0.0146 | 3.6354 | -0.013 | -3.237 | -0.0067 | -1.6683 | -0.013 | -3.237 | -0.0067 | -1.6683
946 | [35 empty] | 0 | 0 | 0.1 |  |  | 0 | 0 | 0.1 | [37 empty] | 0 | 0 | 0 | -0.0047 | -1.1703 | 0.0032 | 0.7968 | -0.0027 | -0.6723 | 0.0012 | 0.2988 | 0.0146 | 3.6354 | -0.013 | -3.237 | -0.0067 | -1.6683 | -0.013 | -3.237 | -0.0067 | -1.6683
947 | [35 empty] | 0 | 0 | 0.1 |  |  | 0 | 0 | 0.1 | [37 empty] | 0 | 0 | 0 | -0.0047 | -1.1703 | 0.0032 | 0.7968 | -0.0027 | -0.6723 | 0.0012 | 0.2988 | 0.0146 | 3.6354 | -0.013 | -3.237 | -0.0067 | -1.6683 | -0.013 | -3.237 | -0.0067 | -1.6683
948 | [35 empty] | 0 | 0 | 0.1 |  |  | 0 | 0 | 0.1 | [37 empty] | 0 | 0 | 0 | -0.0047 | -1.1703 | 0.0032 | 0.7968 | -0.0027 | -0.6723 | 0.0012 | 0.2988 | 0.0146 | 3.6354 | -0.013 | -3.237 | -0.0067 | -1.6683 | -0.013 | -3.237 | -0.0067 | -1.6683
949 | [35 empty] | 0 | 0 | 0.1 |  |  | 0 | 0 | 0.1 | [37 empty] | 0 | 0 | 0 | -0.0047 | -1.1703 | 0.0032 | 0.7968 | -0.0027 | -0.6723 | 0.0012 | 0.2988 | 0.0146 | 3.6354 | -0.013 | -3.237 | -0.0067 | -1.6683 | -0.013 | -3.237 | -0.0067 | -1.6683
950 | [35 empty] | 0 | 0 | 0.1 |  |  | 0 | 0 | 0.1 | [37 empty] | 0 | 0 | 0 | -0.0047 | -1.1703 | 0.0032 | 0.7968 | -0.0027 | -0.6723 | 0.0012 | 0.2988 | 0.0146 | 3.6354 | -0.013 | -3.237 | -0.0067 | -1.6683 | -0.013 | -3.237 | -0.0067 | -1.6683
951 | [35 empty] | 0 | 0 | 0.1 |  |  | 0 | 0 | 0.1 | [37 empty] | 0 | 0 | 0 | -0.0047 | -1.1703 | 0.0032 | 0.7968 | -0.0027 | -0.6723 | 0.0012 | 0.2988 | 0.0146 | 3.6354 | -0.013 | -3.237 | -0.0067 | -1.6683 | -0.013 | -3.237 | -0.0067 | -1.6683
952 | [35 empty] | 0 | 0 | 0.1 |  |  | 0 | 0 | 0.1 | [37 empty] | 0 | 0 | 0 | -0.0047 | -1.1703 | 0.0032 | 0.7968 | -0.0027 | -0.6723 | 0.0012 | 0.2988 | 0.0146 | 3.6354 | -0.013 | -3.237 | -0.0067 | -1.6683 | -0.013 | -3.237 | -0.0067 | -1.6683
953 | [35 empty] | 0 | 0 | 0.1 |  |  | 0 | 0 | 0.1 | [37 empty] | 0 | 0 | 0 | -0.0047 | -1.1703 | 0.0032 | 0.7968 | -0.0027 | -0.6723 | 0.0012 | 0.2988 | 0.0146 | 3.6354 | -0.013 | -3.237 | -0.0067 | -1.6683 | -0.013 | -3.237 | -0.0067 | -1.6683
954 | [35 empty] | 0 | 0 | 0.1 |  |  | 0 | 0 | 0.1 | [37 empty] | 0 | 0 | 0 | -0.0047 | -1.1703 | 0.0032 | 0.7968 | -0.0027 | -0.6723 | 0.0012 | 0.2988 | 0.0146 | 3.6354 | -0.013 | -3.237 | -0.0067 | -1.6683 | -0.013 | -3.237 | -0.0067 | -1.6683
955 | [35 empty] | 0 | 0 | 0.1 |  |  | 0 | 0 | 0.1 | [37 empty] | 0 | 0 | 0 | -0.0047 | -1.1703 | 0.0032 | 0.7968 | -0.0027 | -0.6723 | 0.0012 | 0.2988 | 0.0146 | 3.6354 | -0.013 | -3.237 | -0.0067 | -1.6683 | -0.013 | -3.237 | -0.0067 | -1.6683
956 | [35 empty] | 0 | 0 | 0.1 |  |  | 0 | 0 | 0.1 | [37 empty] | 0 | 0 | 0 | -0.0047 | -1.1703 | 0.0032 | 0.7968 | -0.0027 | -0.6723 | 0.0012 | 0.2988 | 0.0146 | 3.6354 | -0.013 | -3.237 | -0.0067 | -1.6683 | -0.013 | -3.237 | -0.0067 | -1.6683
957 | [35 empty] | 0 | 0 | 0.1 |  |  | 0 | 0 | 0.1 | [37 empty] | 0 | 0 | 0 | -0.0047 | -1.1703 | 0.0032 | 0.7968 | -0.0027 | -0.6723 | 0.0012 | 0.2988 | 0.0146 | 3.6354 | -0.013 | -3.237 | -0.0067 | -1.6683 | -0.013 | -3.237 | -0.0067 | -1.6683
958 | [35 empty] | 0 | 0 | 0.1 |  |  | 0 | 0 | 0.1 | [37 empty] | 0 | 0 | 0 | -0.0047 | -1.1703 | 0.0032 | 0.7968 | -0.0027 | -0.6723 | 0.0012 | 0.2988 | 0.0146 | 3.6354 | -0.013 | -3.237 | -0.0067 | -1.6683 | -0.013 | -3.237 | -0.0067 | -1.6683
959 | [35 empty] | 0 | 0 | 0.1 |  |  | 0 | 0 | 0.1 | [37 empty] | 0 | 0 | 0 | -0.0047 | -1.1703 | 0.0032 | 0.7968 | -0.0027 | -0.6723 | 0.0012 | 0.2988 | 0.0146 | 3.6354 | -0.013 | -3.237 | -0.0067 | -1.6683 | -0.013 | -3.237 | -0.0067 | -1.6683
960 | [35 empty] | 0 | 0 | 0.1 |  |  | 0 | 0 | 0.1 | [37 empty] | 0 | 0 | 0 | -0.0047 | -1.1703 | 0.0032 | 0.7968 | -0.0027 | -0.6723 | 0.0012 | 0.2988 | 0.0146 | 3.6354 | -0.013 | -3.237 | -0.0067 | -1.6683 | -0.013 | -3.237 | -0.0067 | -1.6683
961 | [35 empty] | 0 | 0 | 0.1 |  |  | 0 | 0 | 0.1 | [37 empty] | 0 | 0 | 0 | -0.0047 | -1.1703 | 0.0032 | 0.7968 | -0.0027 | -0.6723 | 0.0012 | 0.2988 | 0.0146 | 3.6354 | -0.013 | -3.237 | -0.0067 | -1.6683 | -0.013 | -3.237 | -0.0067 | -1.6683
962 | [35 empty] | 0 | 0 | 0.1 |  |  | 0 | 0 | 0.1 | [37 empty] | 0 | 0 | 0 | -0.0047 | -1.1703 | 0.0032 | 0.7968 | -0.0027 | -0.6723 | 0.0012 | 0.2988 | 0.0146 | 3.6354 | -0.013 | -3.237 | -0.0067 | -1.6683 | -0.013 | -3.237 | -0.0067 | -1.6683
963 | [35 empty] | 0 | 0 | 0.1 |  |  | 0 | 0 | 0.1 | [37 empty] | 0 | 0 | 0 | -0.0047 | -1.1703 | 0.0032 | 0.7968 | -0.0027 | -0.6723 | 0.0012 | 0.2988 | 0.0146 | 3.6354 | -0.013 | -3.237 | -0.0067 | -1.6683 | -0.013 | -3.237 | -0.0067 | -1.6683
964 | [35 empty] | 0 | 0 | 0.1 |  |  | 0 | 0 | 0.1 | [37 empty] | 0 | 0 | 0 | -0.0047 | -1.1703 | 0.0032 | 0.7968 | -0.0027 | -0.6723 | 0.0012 | 0.2988 | 0.0146 | 3.6354 | -0.013 | -3.237 | -0.0067 | -1.6683 | -0.013 | -3.237 | -0.0067 | -1.6683
965 | [35 empty] | 0 | 0 | 0.1 |  |  | 0 | 0 | 0.1 | [37 empty] | 0 | 0 | 0 | -0.0047 | -1.1703 | 0.0032 | 0.7968 | -0.0027 | -0.6723 | 0.0012 | 0.2988 | 0.0146 | 3.6354 | -0.013 | -3.237 | -0.0067 | -1.6683 | -0.013 | -3.237 | -0.0067 | -1.6683
966 | [35 empty] | 0 | 0 | 0.1 |  |  | 0 | 0 | 0.1 | [37 empty] | 0 | 0 | 0 | -0.0047 | -1.1703 | 0.0032 | 0.7968 | -0.0027 | -0.6723 | 0.0012 | 0.2988 | 0.0146 | 3.6354 | -0.013 | -3.237 | -0.0067 | -1.6683 | -0.013 | -3.237 | -0.0067 | -1.6683
967 | [35 empty] | 0 | 0 | 0.1 |  |  | 0 | 0 | 0.1 | [37 empty] | 0 | 0 | 0 | -0.0047 | -1.1703 | 0.0032 | 0.7968 | -0.0027 | -0.6723 | 0.0012 | 0.2988 | 0.0146 | 3.6354 | -0.013 | -3.237 | -0.0067 | -1.6683 | -0.013 | -3.237 | -0.0067 | -1.6683
968 | [35 empty] | 0 | 0 | 0.1 |  |  | 0 | 0 | 0.1 | [37 empty] | 0 | 0 | 0 | -0.0047 | -1.1703 | 0.0032 | 0.7968 | -0.0027 | -0.6723 | 0.0012 | 0.2988 | 0.0146 | 3.6354 | -0.013 | -3.237 | -0.0067 | -1.6683 | -0.013 | -3.237 | -0.0067 | -1.6683
969 | [35 empty] | 0 | 0 | 0.1 |  |  | 0 | 0 | 0.1 | [37 empty] | 0 | 0 | 0 | -0.0047 | -1.1703 | 0.0032 | 0.7968 | -0.0027 | -0.6723 | 0.0012 | 0.2988 | 0.0146 | 3.6354 | -0.013 | -3.237 | -0.0067 | -1.6683 | -0.013 | -3.237 | -0.0067 | -1.6683
970 | [35 empty] | 0 | 0 | 0.1 |  |  | 0 | 0 | 0.1 | [37 empty] | 0 | 0 | 0 | -0.0047 | -1.1703 | 0.0032 | 0.7968 | -0.0027 | -0.6723 | 0.0012 | 0.2988 | 0.0146 | 3.6354 | -0.013 | -3.237 | -0.0067 | -1.6683 | -0.013 | -3.237 | -0.0067 | -1.6683
971 | [35 empty] | 0 | 0 | 0.1 |  |  | 0 | 0 | 0.1 | [37 empty] | 0 | 0 | 0 | -0.0047 | -1.1703 | 0.0032 | 0.7968 | -0.0027 | -0.6723 | 0.0012 | 0.2988 | 0.0146 | 3.6354 | -0.013 | -3.237 | -0.0067 | -1.6683 | -0.013 | -3.237 | -0.0067 | -1.6683
972 | [35 empty] | 0 | 0 | 0.1 |  |  | 0 | 0 | 0.1 | [37 empty] | 0 | 0 | 0 | -0.0047 | -1.1703 | 0.0032 | 0.7968 | -0.0027 | -0.6723 | 0.0012 | 0.2988 | 0.0146 | 3.6354 | -0.013 | -3.237 | -0.0067 | -1.6683 | -0.013 | -3.237 | -0.0067 | -1.6683
973 | [35 empty] | 0 | 0 | 0.1 |  |  | 0 | 0 | 0.1 | [37 empty] | 0 | 0 | 0 | -0.0047 | -1.1703 | 0.0032 | 0.7968 | -0.0027 | -0.6723 | 0.0012 | 0.2988 | 0.0146 | 3.6354 | -0.013 | -3.237 | -0.0067 | -1.6683 | -0.013 | -3.237 | -0.0067 | -1.6683
974 | [35 empty] | 0 | 0 | 0.1 |  |  | 0 | 0 | 0.1 | [37 empty] | 0 | 0 | 0 | -0.0047 | -1.1703 | 0.0032 | 0.7968 | -0.0027 | -0.6723 | 0.0012 | 0.2988 | 0.0146 | 3.6354 | -0.013 | -3.237 | -0.0067 | -1.6683 | -0.013 | -3.237 | -0.0067 | -1.6683
975 | [35 empty] | 0 | 0 | 0.1 |  |  | 0 | 0 | 0.1 | [37 empty] | 0 | 0 | 0 | -0.0047 | -1.1703 | 0.0032 | 0.7968 | -0.0027 | -0.6723 | 0.0012 | 0.2988 | 0.0146 | 3.6354 | -0.013 | -3.237 | -0.0067 | -1.6683 | -0.013 | -3.237 | -0.0067 | -1.6683
976 | [35 empty] | 0 | 0 | 0.1 |  |  | 0 | 0 | 0.1 | [37 empty] | 0 | 0 | 0 | -0.0047 | -1.1703 | 0.0032 | 0.7968 | -0.0027 | -0.6723 | 0.0012 | 0.2988 | 0.0146 | 3.6354 | -0.013 | -3.237 | -0.0067 | -1.6683 | -0.013 | -3.237 | -0.0067 | -1.6683
977 | [35 empty] | 0 | 0 | 0.1 |  |  | 0 | 0 | 0.1 | [37 empty] | 0 | 0 | 0 | -0.0047 | -1.1703 | 0.0032 | 0.7968 | -0.0027 | -0.6723 | 0.0012 | 0.2988 | 0.0146 | 3.6354 | -0.013 | -3.237 | -0.0067 | -1.6683 | -0.013 | -3.237 | -0.0067 | -1.6683
978 | [35 empty] | 0 | 0 | 0.1 |  |  | 0 | 0 | 0.1 | [37 empty] | 0 | 0 | 0 | -0.0047 | -1.1703 | 0.0032 | 0.7968 | -0.0027 | -0.6723 | 0.0012 | 0.2988 | 0.0146 | 3.6354 | -0.013 | -3.237 | -0.0067 | -1.6683 | -0.013 | -3.237 | -0.0067 | -1.6683
979 | [35 empty] | 0 | 0 | 0.1 |  |  | 0 | 0 | 0.1 | [37 empty] | 0 | 0 | 0 | -0.0047 | -1.1703 | 0.0032 | 0.7968 | -0.0027 | -0.6723 | 0.0012 | 0.2988 | 0.0146 | 3.6354 | -0.013 | -3.237 | -0.0067 | -1.6683 | -0.013 | -3.237 | -0.0067 | -1.6683
980 | [35 empty] | 0 | 0 | 0.1 |  |  | 0 | 0 | 0.1 | [37 empty] | 0 | 0 | 0 | -0.0047 | -1.1703 | 0.0032 | 0.7968 | -0.0027 | -0.6723 | 0.0012 | 0.2988 | 0.0146 | 3.6354 | -0.013 | -3.237 | -0.0067 | -1.6683 | -0.013 | -3.237 | -0.0067 | -1.6683
981 | [35 empty] | 0 | 0 | 0.1 |  |  | 0 | 0 | 0.1 | [37 empty] | 0 | 0 | 0 | -0.0047 | -1.1703 | 0.0032 | 0.7968 | -0.0027 | -0.6723 | 0.0012 | 0.2988 | 0.0146 | 3.6354 | -0.013 | -3.237 | -0.0067 | -1.6683 | -0.013 | -3.237 | -0.0067 | -1.6683
982 | [35 empty] | 0 | 0 | 0.1 |  |  | 0 | 0 | 0.1 | [37 empty] | 0 | 0 | 0 | -0.0047 | -1.1703 | 0.0032 | 0.7968 | -0.0027 | -0.6723 | 0.0012 | 0.2988 | 0.0146 | 3.6354 | -0.013 | -3.237 | -0.0067 | -1.6683 | -0.013 | -3.237 | -0.0067 | -1.6683
983 | [35 empty] | 0 | 0 | 0.1 |  |  | 0 | 0 | 0.1 | [37 empty] | 0 | 0 | 0 | -0.0047 | -1.1703 | 0.0032 | 0.7968 | -0.0027 | -0.6723 | 0.0012 | 0.2988 | 0.0146 | 3.6354 | -0.013 | -3.237 | -0.0067 | -1.6683 | -0.013 | -3.237 | -0.0067 | -1.6683
984 | [35 empty] | 0 | 0 | 0.1 |  |  | 0 | 0 | 0.1 | [37 empty] | 0 | 0 | 0 | -0.0047 | -1.1703 | 0.0032 | 0.7968 | -0.0027 | -0.6723 | 0.0012 | 0.2988 | 0.0146 | 3.6354 | -0.013 | -3.237 | -0.0067 | -1.6683 | -0.013 | -3.237 | -0.0067 | -1.6683
985 | [35 empty] | 0 | 0 | 0.1 |  |  | 0 | 0 | 0.1 | [37 empty] | 0 | 0 | 0 | -0.0047 | -1.1703 | 0.0032 | 0.7968 | -0.0027 | -0.6723 | 0.0012 | 0.2988 | 0.0146 | 3.6354 | -0.013 | -3.237 | -0.0067 | -1.6683 | -0.013 | -3.237 | -0.0067 | -1.6683
986 | [35 empty] | 0 | 0 | 0.1 |  |  | 0 | 0 | 0.1 | [37 empty] | 0 | 0 | 0 | -0.0047 | -1.1703 | 0.0032 | 0.7968 | -0.0027 | -0.6723 | 0.0012 | 0.2988 | 0.0146 | 3.6354 | -0.013 | -3.237 | -0.0067 | -1.6683 | -0.013 | -3.237 | -0.0067 | -1.6683
987 | [35 empty] | 0 | 0 | 0.1 |  |  | 0 | 0 | 0.1 | [37 empty] | 0 | 0 | 0 | -0.0047 | -1.1703 | 0.0032 | 0.7968 | -0.0027 | -0.6723 | 0.0012 | 0.2988 | 0.0146 | 3.6354 | -0.013 | -3.237 | -0.0067 | -1.6683 | -0.013 | -3.237 | -0.0067 | -1.6683
988 | [35 empty] | 0 | 0 | 0.1 |  |  | 0 | 0 | 0.1 | [37 empty] | 0 | 0 | 0 | -0.0047 | -1.1703 | 0.0032 | 0.7968 | -0.0027 | -0.6723 | 0.0012 | 0.2988 | 0.0146 | 3.6354 | -0.013 | -3.237 | -0.0067 | -1.6683 | -0.013 | -3.237 | -0.0067 | -1.6683
989 | [35 empty] | 0 | 0 | 0.1 |  |  | 0 | 0 | 0.1 | [37 empty] | 0 | 0 | 0 | -0.0047 | -1.1703 | 0.0032 | 0.7968 | -0.0027 | -0.6723 | 0.0012 | 0.2988 | 0.0146 | 3.6354 | -0.013 | -3.237 | -0.0067 | -1.6683 | -0.013 | -3.237 | -0.0067 | -1.6683
990 | [35 empty] | 0 | 0 | 0.1 |  |  | 0 | 0 | 0.1 | [37 empty] | 0 | 0 | 0 | -0.0047 | -1.1703 | 0.0032 | 0.7968 | -0.0027 | -0.6723 | 0.0012 | 0.2988 | 0.0146 | 3.6354 | -0.013 | -3.237 | -0.0067 | -1.6683 | -0.013 | -3.237 | -0.0067 | -1.6683
991 | [35 empty] | 0 | 0 | 0.1 |  |  | 0 | 0 | 0.1 | [37 empty] | 0 | 0 | 0 | -0.0047 | -1.1703 | 0.0032 | 0.7968 | -0.0027 | -0.6723 | 0.0012 | 0.2988 | 0.0146 | 3.6354 | -0.013 | -3.237 | -0.0067 | -1.6683 | -0.013 | -3.237 | -0.0067 | -1.6683
992 | [35 empty] | 0 | 0 | 0.1 |  |  | 0 | 0 | 0.1 | [37 empty] | 0 | 0 | 0 | -0.0047 | -1.1703 | 0.0032 | 0.7968 | -0.0027 | -0.6723 | 0.0012 | 0.2988 | 0.0146 | 3.6354 | -0.013 | -3.237 | -0.0067 | -1.6683 | -0.013 | -3.237 | -0.0067 | -1.6683
993 | [35 empty] | 0 | 0 | 0.1 |  |  | 0 | 0 | 0.1 | [37 empty] | 0 | 0 | 0 | -0.0047 | -1.1703 | 0.0032 | 0.7968 | -0.0027 | -0.6723 | 0.0012 | 0.2988 | 0.0146 | 3.6354 | -0.013 | -3.237 | -0.0067 | -1.6683 | -0.013 | -3.237 | -0.0067 | -1.6683
994 | [35 empty] | 0 | 0 | 0.1 |  |  | 0 | 0 | 0.1 | [37 empty] | 0 | 0 | 0 | -0.0047 | -1.1703 | 0.0032 | 0.7968 | -0.0027 | -0.6723 | 0.0012 | 0.2988 | 0.0146 | 3.6354 | -0.013 | -3.237 | -0.0067 | -1.6683 | -0.013 | -3.237 | -0.0067 | -1.6683
995 | [35 empty] | 0 | 0 | 0.1 |  |  | 0 | 0 | 0.1 | [37 empty] | 0 | 0 | 0 | -0.0047 | -1.1703 | 0.0032 | 0.7968 | -0.0027 | -0.6723 | 0.0012 | 0.2988 | 0.0146 | 3.6354 | -0.013 | -3.237 | -0.0067 | -1.6683 | -0.013 | -3.237 | -0.0067 | -1.6683
996 | [35 empty] | 0 | 0 | 0.1 |  |  | 0 | 0 | 0.1 | [37 empty] | 0 | 0 | 0 | -0.0047 | -1.1703 | 0.0032 | 0.7968 | -0.0027 | -0.6723 | 0.0012 | 0.2988 | 0.0146 | 3.6354 | -0.013 | -3.237 | -0.0067 | -1.6683 | -0.013 | -3.237 | -0.0067 | -1.6683
997 | [35 empty] | 0 | 0 | 0.1 |  |  | 0 | 0 | 0.1 | [37 empty] | 0 | 0 | 0 | -0.0047 | -1.1703 | 0.0032 | 0.7968 | -0.0027 | -0.6723 | 0.0012 | 0.2988 | 0.0146 | 3.6354 | -0.013 | -3.237 | -0.0067 | -1.6683 | -0.013 | -3.237 | -0.0067 | -1.6683
998 | [35 empty] | 0 | 0 | 0.1 |  |  | 0 | 0 | 0.1 | [37 empty] | 0 | 0 | 0 | -0.0047 | -1.1703 | 0.0032 | 0.7968 | -0.0027 | -0.6723 | 0.0012 | 0.2988 | 0.0146 | 3.6354 | -0.013 | -3.237 | -0.0067 | -1.6683 | -0.013 | -3.237 | -0.0067 | -1.6683
999 | [35 empty] | 0 | 0 | 0.1 |  |  | 0 | 0 | 0.1 | [37 empty] | 0 | 0 | 0 | -0.0047 | -1.1703 | 0.0032 | 0.7968 | -0.0027 | -0.6723 | 0.0012 | 0.2988 | 0.0146 | 3.6354 | -0.013 | -3.237 | -0.0067 | -1.6683 | -0.013 | -3.237 | -0.0067 | -1.6683
1000 | [35 empty] | 0 | 0 | 0.1 |  |  | 0 | 0 | 0.1 | [37 empty] | 0 | 0 | 0 | -0.0047 | -1.1703 | 0.0032 | 0.7968 | -0.0027 | -0.6723 | 0.0012 | 0.2988 | 0.0146 | 3.6354 | -0.013 | -3.237 | -0.0067 | -1.6683 | -0.013 | -3.237 | -0.0067 | -1.6683
1001 | [35 empty] | 0 | 0 | 0.1 |  |  | 0 | 0 | 0.1 | [37 empty] | 0 | 0 | 0 | -0.0047 | -1.1703 | 0.0032 | 0.7968 | -0.0027 | -0.6723 | 0.0012 | 0.2988 | 0.0146 | 3.6354 | -0.013 | -3.237 | -0.0067 | -1.6683 | -0.013 | -3.237 | -0.0067 | -1.6683
1002 | [35 empty] | 0 | 0 | 0.1 |  |  | 0 | 0 | 0.1 | [37 empty] | 0 | 0 | 0 | -0.0047 | -1.1703 | 0.0032 | 0.7968 | -0.0027 | -0.6723 | 0.0012 | 0.2988 | 0.0146 | 3.6354 | -0.013 | -3.237 | -0.0067 | -1.6683 | -0.013 | -3.237 | -0.0067 | -1.6683
1003 | [35 empty] | 0 | 0 | 0.1 |  |  | 0 | 0 | 0.1 | [37 empty] | 0 | 0 | 0 | -0.0047 | -1.1703 | 0.0032 | 0.7968 | -0.0027 | -0.6723 | 0.0012 | 0.2988 | 0.0146 | 3.6354 | -0.013 | -3.237 | -0.0067 | -1.6683 | -0.013 | -3.237 | -0.0067 | -1.6683
1004 | [35 empty] | 0 | 0 | 0.1 |  |  | 0 | 0 | 0.1 | [37 empty] | 0 | 0 | 0 | -0.0047 | -1.1703 | 0.0032 | 0.7968 | -0.0027 | -0.6723 | 0.0012 | 0.2988 | 0.0146 | 3.6354 | -0.013 | -3.237 | -0.0067 | -1.6683 | -0.013 | -3.237 | -0.0067 | -1.6683
1005 | [35 empty] | 0 | 0 | 0.1 |  |  | 0 | 0 | 0.1 | [37 empty] | 0 | 0 | 0 | -0.0047 | -1.1703 | 0.0032 | 0.7968 | -0.0027 | -0.6723 | 0.0012 | 0.2988 | 0.0146 | 3.6354 | -0.013 | -3.237 | -0.0067 | -1.6683 | -0.013 | -3.237 | -0.0067 | -1.6683
1006 | [35 empty] | 0 | 0 | 0.1 |  |  | 0 | 0 | 0.1 | [37 empty] | 0 | 0 | 0 | -0.0047 | -1.1703 | 0.0032 | 0.7968 | -0.0027 | -0.6723 | 0.0012 | 0.2988 | 0.0146 | 3.6354 | -0.013 | -3.237 | -0.0067 | -1.6683 | -0.013 | -3.237 | -0.0067 | -1.6683
1007 | [35 empty] | 0 | 0 | 0.1 |  |  | 0 | 0 | 0.1 | [37 empty] | 0 | 0 | 0 | -0.0047 | -1.1703 | 0.0032 | 0.7968 | -0.0027 | -0.6723 | 0.0012 | 0.2988 | 0.0146 | 3.6354 | -0.013 | -3.237 | -0.0067 | -1.6683 | -0.013 | -3.237 | -0.0067 | -1.6683
1008 | [35 empty] | 0 | 0 | 0.1 |  |  | 0 | 0 | 0.1 | [37 empty] | 0 | 0 | 0 | -0.0047 | -1.1703 | 0.0032 | 0.7968 | -0.0027 | -0.6723 | 0.0012 | 0.2988 | 0.0146 | 3.6354 | -0.013 | -3.237 | -0.0067 | -1.6683 | -0.013 | -3.237 | -0.0067 | -1.6683
1009 | [35 empty] | 0 | 0 | 0.1 |  |  | 0 | 0 | 0.1 | [37 empty] | 0 | 0 | 0 | -0.0047 | -1.1703 | 0.0032 | 0.7968 | -0.0027 | -0.6723 | 0.0012 | 0.2988 | 0.0146 | 3.6354 | -0.013 | -3.237 | -0.0067 | -1.6683 | -0.013 | -3.237 | -0.0067 | -1.6683
1010 | [35 empty] | 0 | 0 | 0.1 |  |  | 0 | 0 | 0.1 | [37 empty] | 0 | 0 | 0 | -0.0047 | -1.1703 | 0.0032 | 0.7968 | -0.0027 | -0.6723 | 0.0012 | 0.2988 | 0.0146 | 3.6354 | -0.013 | -3.237 | -0.0067 | -1.6683 | -0.013 | -3.237 | -0.0067 | -1.6683
1011 | [35 empty] | 0 | 0 | 0.1 |  |  | 0 | 0 | 0.1 | [37 empty] | 0 | 0 | 0 | -0.0047 | -1.1703 | 0.0032 | 0.7968 | -0.0027 | -0.6723 | 0.0012 | 0.2988 | 0.0146 | 3.6354 | -0.013 | -3.237 | -0.0067 | -1.6683 | -0.013 | -3.237 | -0.0067 | -1.6683
1012 | [35 empty] | 0 | 0 | 0.1 |  |  | 0 | 0 | 0.1 | [37 empty] | 0 | 0 | 0 | -0.0047 | -1.1703 | 0.0032 | 0.7968 | -0.0027 | -0.6723 | 0.0012 | 0.2988 | 0.0146 | 3.6354 | -0.013 | -3.237 | -0.0067 | -1.6683 | -0.013 | -3.237 | -0.0067 | -1.6683
1013 | [35 empty] | 0 | 0 | 0.1 |  |  | 0 | 0 | 0.1 | [37 empty] | 0 | 0 | 0 | -0.0047 | -1.1703 | 0.0032 | 0.7968 | -0.0027 | -0.6723 | 0.0012 | 0.2988 | 0.0146 | 3.6354 | -0.013 | -3.237 | -0.0067 | -1.6683 | -0.013 | -3.237 | -0.0067 | -1.6683
1014 | [35 empty] | 0 | 0 | 0.1 |  |  | 0 | 0 | 0.1 | [37 empty] | 0 | 0 | 0 | -0.0047 | -1.1703 | 0.0032 | 0.7968 | -0.0027 | -0.6723 | 0.0012 | 0.2988 | 0.0146 | 3.6354 | -0.013 | -3.237 | -0.0067 | -1.6683 | -0.013 | -3.237 | -0.0067 | -1.6683
1015 | [35 empty] | 0 | 0 | 0.1 |  |  | 0 | 0 | 0.1 | [37 empty] | 0 | 0 | 0 | -0.0047 | -1.1703 | 0.0032 | 0.7968 | -0.0027 | -0.6723 | 0.0012 | 0.2988 | 0.0146 | 3.6354 | -0.013 | -3.237 | -0.0067 | -1.6683 | -0.013 | -3.237 | -0.0067 | -1.6683
1016 | [35 empty] | 0 | 0 | 0.1 |  |  | 0 | 0 | 0.1 | [37 empty] | 0 | 0 | 0 | -0.0047 | -1.1703 | 0.0032 | 0.7968 | -0.0027 | -0.6723 | 0.0012 | 0.2988 | 0.0146 | 3.6354 | -0.013 | -3.237 | -0.0067 | -1.6683 | -0.013 | -3.237 | -0.0067 | -1.6683
1017 | [35 empty] | 0 | 0 | 0.1 |  |  | 0 | 0 | 0.1 | [37 empty] | 0 | 0 | 0 | -0.0047 | -1.1703 | 0.0032 | 0.7968 | -0.0027 | -0.6723 | 0.0012 | 0.2988 | 0.0146 | 3.6354 | -0.013 | -3.237 | -0.0067 | -1.6683 | -0.013 | -3.237 | -0.0067 | -1.6683
1018 | [35 empty] | 0 | 0 | 0.1 |  |  | 0 | 0 | 0.1 | [37 empty] | 0 | 0 | 0 | -0.0047 | -1.1703 | 0.0032 | 0.7968 | -0.0027 | -0.6723 | 0.0012 | 0.2988 | 0.0146 | 3.6354 | -0.013 | -3.237 | -0.0067 | -1.6683 | -0.013 | -3.237 | -0.0067 | -1.6683
1019 | [35 empty] | 0 | 0 | 0.1 |  |  | 0 | 0 | 0.1 | [37 empty] | 0 | 0 | 0 | -0.0047 | -1.1703 | 0.0032 | 0.7968 | -0.0027 | -0.6723 | 0.0012 | 0.2988 | 0.0146 | 3.6354 | -0.013 | -3.237 | -0.0067 | -1.6683 | -0.013 | -3.237 | -0.0067 | -1.6683
1020 | [35 empty] | 0 | 0 | 0.1 |  |  | 0 | 0 | 0.1 | [37 empty] | 0 | 0 | 0 | -0.0047 | -1.1703 | 0.0032 | 0.7968 | -0.0027 | -0.6723 | 0.0012 | 0.2988 | 0.0146 | 3.6354 | -0.013 | -3.237 | -0.0067 | -1.6683 | -0.013 | -3.237 | -0.0067 | -1.6683
1021 | [35 empty] | 0 | 0 | 0.1 |  |  | 0 | 0 | 0.1 | [37 empty] | 0 | 0 | 0 | -0.0047 | -1.1703 | 0.0032 | 0.7968 | -0.0027 | -0.6723 | 0.0012 | 0.2988 | 0.0146 | 3.6354 | -0.013 | -3.237 | -0.0067 | -1.6683 | -0.013 | -3.237 | -0.0067 | -1.6683
1022 | [35 empty] | 0 | 0 | 0.1 |  |  | 0 | 0 | 0.1 | [37 empty] | 0 | 0 | 0 | -0.0047 | -1.1703 | 0.0032 | 0.7968 | -0.0027 | -0.6723 | 0.0012 | 0.2988 | 0.0146 | 3.6354 | -0.013 | -3.237 | -0.0067 | -1.6683 | -0.013 | -3.237 | -0.0067 | -1.6683
1023 | [35 empty] | 0 | 0 | 0.1 |  |  | 0 | 0 | 0.1 | [37 empty] | 0 | 0 | 0 | -0.0047 | -1.1703 | 0.0032 | 0.7968 | -0.0027 | -0.6723 | 0.0012 | 0.2988 | 0.0146 | 3.6354 | -0.013 | -3.237 | -0.0067 | -1.6683 | -0.013 | -3.237 | -0.0067 | -1.6683
1024 | [35 empty] | 0 | 0 | 0.1 |  |  | 0 | 0 | 0.1 | [37 empty] | 0 | 0 | 0 | -0.0047 | -1.1703 | 0.0032 | 0.7968 | -0.0027 | -0.6723 | 0.0012 | 0.2988 | 0.0146 | 3.6354 | -0.013 | -3.237 | -0.0067 | -1.6683 | -0.013 | -3.237 | -0.0067 | -1.6683
1025 | [35 empty] | 0 | 0 | 0.1 |  |  | 0 | 0 | 0.1 | [37 empty] | 0 | 0 | 0 | -0.0047 | -1.1703 | 0.0032 | 0.7968 | -0.0027 | -0.6723 | 0.0012 | 0.2988 | 0.0146 | 3.6354 | -0.013 | -3.237 | -0.0067 | -1.6683 | -0.013 | -3.237 | -0.0067 | -1.6683
1026 | [35 empty] | 0 | 0 | 0.1 |  |  | 0 | 0 | 0.1 | [37 empty] | 0 | 0 | 0 | -0.0047 | -1.1703 | 0.0032 | 0.7968 | -0.0027 | -0.6723 | 0.0012 | 0.2988 | 0.0146 | 3.6354 | -0.013 | -3.237 | -0.0067 | -1.6683 | -0.013 | -3.237 | -0.0067 | -1.6683
1027 | [35 empty] | 0 | 0 | 0.1 |  |  | 0 | 0 | 0.1 | [37 empty] | 0 | 0 | 0 | -0.0047 | -1.1703 | 0.0032 | 0.7968 | -0.0027 | -0.6723 | 0.0012 | 0.2988 | 0.0146 | 3.6354 | -0.013 | -3.237 | -0.0067 | -1.6683 | -0.013 | -3.237 | -0.0067 | -1.6683
1028 | [35 empty] | 0 | 0 | 0.1 |  |  | 0 | 0 | 0.1 | [37 empty] | 0 | 0 | 0 | -0.0047 | -1.1703 | 0.0032 | 0.7968 | -0.0027 | -0.6723 | 0.0012 | 0.2988 | 0.0146 | 3.6354 | -0.013 | -3.237 | -0.0067 | -1.6683 | -0.013 | -3.237 | -0.0067 | -1.6683
1029 | [35 empty] | 0 | 0 | 0.1 |  |  | 0 | 0 | 0.1 | [37 empty] | 0 | 0 | 0 | -0.0047 | -1.1703 | 0.0032 | 0.7968 | -0.0027 | -0.6723 | 0.0012 | 0.2988 | 0.0146 | 3.6354 | -0.013 | -3.237 | -0.0067 | -1.6683 | -0.013 | -3.237 | -0.0067 | -1.6683
1030 | [35 empty] | 0 | 0 | 0.1 |  |  | 0 | 0 | 0.1 | [37 empty] | 0 | 0 | 0 | -0.0047 | -1.1703 | 0.0032 | 0.7968 | -0.0027 | -0.6723 | 0.0012 | 0.2988 | 0.0146 | 3.6354 | -0.013 | -3.237 | -0.0067 | -1.6683 | -0.013 | -3.237 | -0.0067 | -1.6683
1031 | [35 empty] | 0 | 0 | 0.1 |  |  | 0 | 0 | 0.1 | [37 empty] | 0 | 0 | 0 | -0.0047 | -1.1703 | 0.0032 | 0.7968 | -0.0027 | -0.6723 | 0.0012 | 0.2988 | 0.0146 | 3.6354 | -0.013 | -3.237 | -0.0067 | -1.6683 | -0.013 | -3.237 | -0.0067 | -1.6683
1032 | [35 empty] | 0 | 0 | 0.1 |  |  | 0 | 0 | 0.1 | [37 empty] | 0 | 0 | 0 | -0.0047 | -1.1703 | 0.0032 | 0.7968 | -0.0027 | -0.6723 | 0.0012 | 0.2988 | 0.0146 | 3.6354 | -0.013 | -3.237 | -0.0067 | -1.6683 | -0.013 | -3.237 | -0.0067 | -1.6683
1033 | [35 empty] | 0 | 0 | 0.1 |  |  | 0 | 0 | 0.1 | [37 empty] | 0 | 0 | 0 | -0.0047 | -1.1703 | 0.0032 | 0.7968 | -0.0027 | -0.6723 | 0.0012 | 0.2988 | 0.0146 | 3.6354 | -0.013 | -3.237 | -0.0067 | -1.6683 | -0.013 | -3.237 | -0.0067 | -1.6683
1034 | [35 empty] | 0 | 0 | 0.1 |  |  | 0 | 0 | 0.1 | [37 empty] | 0 | 0 | 0 | -0.0047 | -1.1703 | 0.0032 | 0.7968 | -0.0027 | -0.6723 | 0.0012 | 0.2988 | 0.0146 | 3.6354 | -0.013 | -3.237 | -0.0067 | -1.6683 | -0.013 | -3.237 | -0.0067 | -1.6683
1035 | [35 empty] | 0 | 0 | 0.1 |  |  | 0 | 0 | 0.1 | [37 empty] | 0 | 0 | 0 | -0.0047 | -1.1703 | 0.0032 | 0.7968 | -0.0027 | -0.6723 | 0.0012 | 0.2988 | 0.0146 | 3.6354 | -0.013 | -3.237 | -0.0067 | -1.6683 | -0.013 | -3.237 | -0.0067 | -1.6683
1036 | [35 empty] | 0 | 0 | 0.1 |  |  | 0 | 0 | 0.1 | [37 empty] | 0 | 0 | 0 | -0.0047 | -1.1703 | 0.0032 | 0.7968 | -0.0027 | -0.6723 | 0.0012 | 0.2988 | 0.0146 | 3.6354 | -0.013 | -3.237 | -0.0067 | -1.6683 | -0.013 | -3.237 | -0.0067 | -1.6683
1037 | [35 empty] | 0 | 0 | 0.1 |  |  | 0 | 0 | 0.1 | [37 empty] | 0 | 0 | 0 | -0.0047 | -1.1703 | 0.0032 | 0.7968 | -0.0027 | -0.6723 | 0.0012 | 0.2988 | 0.0146 | 3.6354 | -0.013 | -3.237 | -0.0067 | -1.6683 | -0.013 | -3.237 | -0.0067 | -1.6683
1038 | [35 empty] | 0 | 0 | 0.1 |  |  | 0 | 0 | 0.1 | [37 empty] | 0 | 0 | 0 | -0.0047 | -1.1703 | 0.0032 | 0.7968 | -0.0027 | -0.6723 | 0.0012 | 0.2988 | 0.0146 | 3.6354 | -0.013 | -3.237 | -0.0067 | -1.6683 | -0.013 | -3.237 | -0.0067 | -1.6683
1039 | [35 empty] | 0 | 0 | 0.1 |  |  | 0 | 0 | 0.1 | [37 empty] | 0 | 0 | 0 | -0.0047 | -1.1703 | 0.0032 | 0.7968 | -0.0027 | -0.6723 | 0.0012 | 0.2988 | 0.0146 | 3.6354 | -0.013 | -3.237 | -0.0067 | -1.6683 | -0.013 | -3.237 | -0.0067 | -1.6683
1040 | [35 empty] | 0 | 0 | 0.1 |  |  | 0 | 0 | 0.1 | [37 empty] | 0 | 0 | 0 | -0.0047 | -1.1703 | 0.0032 | 0.7968 | -0.0027 | -0.6723 | 0.0012 | 0.2988 | 0.0146 | 3.6354 | -0.013 | -3.237 | -0.0067 | -1.6683 | -0.013 | -3.237 | -0.0067 | -1.6683
1041 | [35 empty] | 0 | 0 | 0.1 |  |  | 0 | 0 | 0.1 | [37 empty] | 0 | 0 | 0 | -0.0047 | -1.1703 | 0.0032 | 0.7968 | -0.0027 | -0.6723 | 0.0012 | 0.2988 | 0.0146 | 3.6354 | -0.013 | -3.237 | -0.0067 | -1.6683 | -0.013 | -3.237 | -0.0067 | -1.6683
1042 | [35 empty] | 0 | 0 | 0.1 |  |  | 0 | 0 | 0.1 | [37 empty] | 0 | 0 | 0 | -0.0047 | -1.1703 | 0.0032 | 0.7968 | -0.0027 | -0.6723 | 0.0012 | 0.2988 | 0.0146 | 3.6354 | -0.013 | -3.237 | -0.0067 | -1.6683 | -0.013 | -3.237 | -0.0067 | -1.6683
1043 | [35 empty] | 0 | 0 | 0.1 |  |  | 0 | 0 | 0.1 | [37 empty] | 0 | 0 | 0 | -0.0047 | -1.1703 | 0.0032 | 0.7968 | -0.0027 | -0.6723 | 0.0012 | 0.2988 | 0.0146 | 3.6354 | -0.013 | -3.237 | -0.0067 | -1.6683 | -0.013 | -3.237 | -0.0067 | -1.6683
1044 | [35 empty] | 0 | 0 | 0.1 |  |  | 0 | 0 | 0.1 | [37 empty] | 0 | 0 | 0 | -0.0047 | -1.1703 | 0.0032 | 0.7968 | -0.0027 | -0.6723 | 0.0012 | 0.2988 | 0.0146 | 3.6354 | -0.013 | -3.237 | -0.0067 | -1.6683 | -0.013 | -3.237 | -0.0067 | -1.6683
1045 | [35 empty] | 0 | 0 | 0.1 |  |  | 0 | 0 | 0.1 | [37 empty] | 0 | 0 | 0 | -0.0047 | -1.1703 | 0.0032 | 0.7968 | -0.0027 | -0.6723 | 0.0012 | 0.2988 | 0.0146 | 3.6354 | -0.013 | -3.237 | -0.0067 | -1.6683 | -0.013 | -3.237 | -0.0067 | -1.6683
1046 | [35 empty] | 0 | 0 | 0.1 |  |  | 0 | 0 | 0.1 | [37 empty] | 0 | 0 | 0 | -0.0047 | -1.1703 | 0.0032 | 0.7968 | -0.0027 | -0.6723 | 0.0012 | 0.2988 | 0.0146 | 3.6354 | -0.013 | -3.237 | -0.0067 | -1.6683 | -0.013 | -3.237 | -0.0067 | -1.6683
1047 | [35 empty] | 0 | 0 | 0.1 |  |  | 0 | 0 | 0.1 | [37 empty] | 0 | 0 | 0 | -0.0047 | -1.1703 | 0.0032 | 0.7968 | -0.0027 | -0.6723 | 0.0012 | 0.2988 | 0.0146 | 3.6354 | -0.013 | -3.237 | -0.0067 | -1.6683 | -0.013 | -3.237 | -0.0067 | -1.6683
1048 | [35 empty] | 0 | 0 | 0.1 |  |  | 0 | 0 | 0.1 | [37 empty] | 0 | 0 | 0 | -0.0047 | -1.1703 | 0.0032 | 0.7968 | -0.0027 | -0.6723 | 0.0012 | 0.2988 | 0.0146 | 3.6354 | -0.013 | -3.237 | -0.0067 | -1.6683 | -0.013 | -3.237 | -0.0067 | -1.6683
1049 | [35 empty] | 0 | 0 | 0.1 |  |  | 0 | 0 | 0.1 | [37 empty] | 0 | 0 | 0 | -0.0047 | -1.1703 | 0.0032 | 0.7968 | -0.0027 | -0.6723 | 0.0012 | 0.2988 | 0.0146 | 3.6354 | -0.013 | -3.237 | -0.0067 | -1.6683 | -0.013 | -3.237 | -0.0067 | -1.6683
1050 | [35 empty] | 0 | 0 | 0.1 |  |  | 0 | 0 | 0.1 | [37 empty] | 0 | 0 | 0 | -0.0047 | -1.1703 | 0.0032 | 0.7968 | -0.0027 | -0.6723 | 0.0012 | 0.2988 | 0.0146 | 3.6354 | -0.013 | -3.237 | -0.0067 | -1.6683 | -0.013 | -3.237 | -0.0067 | -1.6683
1051 | [35 empty] | 0 | 0 | 0.1 |  |  | 0 | 0 | 0.1 | [37 empty] | 0 | 0 | 0 | -0.0047 | -1.1703 | 0.0032 | 0.7968 | -0.0027 | -0.6723 | 0.0012 | 0.2988 | 0.0146 | 3.6354 | -0.013 | -3.237 | -0.0067 | -1.6683 | -0.013 | -3.237 | -0.0067 | -1.6683
1052 | [35 empty] | 0 | 0 | 0.1 |  |  | 0 | 0 | 0.1 | [37 empty] | 0 | 0 | 0 | -0.0047 | -1.1703 | 0.0032 | 0.7968 | -0.0027 | -0.6723 | 0.0012 | 0.2988 | 0.0146 | 3.6354 | -0.013 | -3.237 | -0.0067 | -1.6683 | -0.013 | -3.237 | -0.0067 | -1.6683
1053 | [35 empty] | 0 | 0 | 0.1 |  |  | 0 | 0 | 0.1 | [37 empty] | 0 | 0 | 0 | -0.0047 | -1.1703 | 0.0032 | 0.7968 | -0.0027 | -0.6723 | 0.0012 | 0.2988 | 0.0146 | 3.6354 | -0.013 | -3.237 | -0.0067 | -1.6683 | -0.013 | -3.237 | -0.0067 | -1.6683
1054 | [35 empty] | 0 | 0 | 0.1 |  |  | 0 | 0 | 0.1 | [37 empty] | 0 | 0 | 0 | -0.0047 | -1.1703 | 0.0032 | 0.7968 | -0.0027 | -0.6723 | 0.0012 | 0.2988 | 0.0146 | 3.6354 | -0.013 | -3.237 | -0.0067 | -1.6683 | -0.013 | -3.237 | -0.0067 | -1.6683
1055 | [35 empty] | 0 | 0 | 0.1 |  |  | 0 | 0 | 0.1 | [37 empty] | 0 | 0 | 0 | -0.0047 | -1.1703 | 0.0032 | 0.7968 | -0.0027 | -0.6723 | 0.0012 | 0.2988 | 0.0146 | 3.6354 | -0.013 | -3.237 | -0.0067 | -1.6683 | -0.013 | -3.237 | -0.0067 | -1.6683
1056 | [35 empty] | 0 | 0 | 0.1 |  |  | 0 | 0 | 0.1 | [37 empty] | 0 | 0 | 0 | -0.0047 | -1.1703 | 0.0032 | 0.7968 | -0.0027 | -0.6723 | 0.0012 | 0.2988 | 0.0146 | 3.6354 | -0.013 | -3.237 | -0.0067 | -1.6683 | -0.013 | -3.237 | -0.0067 | -1.6683
1057 | [35 empty] | 0 | 0 | 0.1 |  |  | 0 | 0 | 0.1 | [37 empty] | 0 | 0 | 0 | -0.0047 | -1.1703 | 0.0032 | 0.7968 | -0.0027 | -0.6723 | 0.0012 | 0.2988 | 0.0146 | 3.6354 | -0.013 | -3.237 | -0.0067 | -1.6683 | -0.013 | -3.237 | -0.0067 | -1.6683
1058 | [35 empty] | 0 | 0 | 0.1 |  |  | 0 | 0 | 0.1 | [37 empty] | 0 | 0 | 0 | -0.0047 | -1.1703 | 0.0032 | 0.7968 | -0.0027 | -0.6723 | 0.0012 | 0.2988 | 0.0146 | 3.6354 | -0.013 | -3.237 | -0.0067 | -1.6683 | -0.013 | -3.237 | -0.0067 | -1.6683
1059 | [35 empty] | 0 | 0 | 0.1 |  |  | 0 | 0 | 0.1 | [37 empty] | 0 | 0 | 0 | -0.0047 | -1.1703 | 0.0032 | 0.7968 | -0.0027 | -0.6723 | 0.0012 | 0.2988 | 0.0146 | 3.6354 | -0.013 | -3.237 | -0.0067 | -1.6683 | -0.013 | -3.237 | -0.0067 | -1.6683
1060 | [35 empty] | 0 | 0 | 0.1 |  |  | 0 | 0 | 0.1 | [37 empty] | 0 | 0 | 0 | -0.0047 | -1.1703 | 0.0032 | 0.7968 | -0.0027 | -0.6723 | 0.0012 | 0.2988 | 0.0146 | 3.6354 | -0.013 | -3.237 | -0.0067 | -1.6683 | -0.013 | -3.237 | -0.0067 | -1.6683
1061 | [35 empty] | 0 | 0 | 0.1 |  |  | 0 | 0 | 0.1 | [37 empty] | 0 | 0 | 0 | -0.0047 | -1.1703 | 0.0032 | 0.7968 | -0.0027 | -0.6723 | 0.0012 | 0.2988 | 0.0146 | 3.6354 | -0.013 | -3.237 | -0.0067 | -1.6683 | -0.013 | -3.237 | -0.0067 | -1.6683
1062 | [35 empty] | 0 | 0 | 0.1 |  |  | 0 | 0 | 0.1 | [37 empty] | 0 | 0 | 0 | -0.0047 | -1.1703 | 0.0032 | 0.7968 | -0.0027 | -0.6723 | 0.0012 | 0.2988 | 0.0146 | 3.6354 | -0.013 | -3.237 | -0.0067 | -1.6683 | -0.013 | -3.237 | -0.0067 | -1.6683
1063 | [35 empty] | 0 | 0 | 0.1 |  |  | 0 | 0 | 0.1 | [37 empty] | 0 | 0 | 0 | -0.0047 | -1.1703 | 0.0032 | 0.7968 | -0.0027 | -0.6723 | 0.0012 | 0.2988 | 0.0146 | 3.6354 | -0.013 | -3.237 | -0.0067 | -1.6683 | -0.013 | -3.237 | -0.0067 | -1.6683
1064 | [35 empty] | 0 | 0 | 0.1 |  |  | 0 | 0 | 0.1 | [37 empty] | 0 | 0 | 0 | -0.0047 | -1.1703 | 0.0032 | 0.7968 | -0.0027 | -0.6723 | 0.0012 | 0.2988 | 0.0146 | 3.6354 | -0.013 | -3.237 | -0.0067 | -1.6683 | -0.013 | -3.237 | -0.0067 | -1.6683
1065 | [35 empty] | 0 | 0 | 0.1 |  |  | 0 | 0 | 0.1 | [37 empty] | 0 | 0 | 0 | -0.0047 | -1.1703 | 0.0032 | 0.7968 | -0.0027 | -0.6723 | 0.0012 | 0.2988 | 0.0146 | 3.6354 | -0.013 | -3.237 | -0.0067 | -1.6683 | -0.013 | -3.237 | -0.0067 | -1.6683
1066 | [35 empty] | 0 | 0 | 0.1 |  |  | 0 | 0 | 0.1 | [37 empty] | 0 | 0 | 0 | -0.0047 | -1.1703 | 0.0032 | 0.7968 | -0.0027 | -0.6723 | 0.0012 | 0.2988 | 0.0146 | 3.6354 | -0.013 | -3.237 | -0.0067 | -1.6683 | -0.013 | -3.237 | -0.0067 | -1.6683
1067 | [35 empty] | 0 | 0 | 0.1 |  |  | 0 | 0 | 0.1 | [37 empty] | 0 | 0 | 0 | -0.0047 | -1.1703 | 0.0032 | 0.7968 | -0.0027 | -0.6723 | 0.0012 | 0.2988 | 0.0146 | 3.6354 | -0.013 | -3.237 | -0.0067 | -1.6683 | -0.013 | -3.237 | -0.0067 | -1.6683
1068 | [35 empty] | 0 | 0 | 0.1 |  |  | 0 | 0 | 0.1 | [37 empty] | 0 | 0 | 0 | -0.0047 | -1.1703 | 0.0032 | 0.7968 | -0.0027 | -0.6723 | 0.0012 | 0.2988 | 0.0146 | 3.6354 | -0.013 | -3.237 | -0.0067 | -1.6683 | -0.013 | -3.237 | -0.0067 | -1.6683
1069 | [35 empty] | 0 | 0 | 0.1 |  |  | 0 | 0 | 0.1 | [37 empty] | 0 | 0 | 0 | -0.0047 | -1.1703 | 0.0032 | 0.7968 | -0.0027 | -0.6723 | 0.0012 | 0.2988 | 0.0146 | 3.6354 | -0.013 | -3.237 | -0.0067 | -1.6683 | -0.013 | -3.237 | -0.0067 | -1.6683
1070 | [35 empty] | 0 | 0 | 0.1 |  |  | 0 | 0 | 0.1 | [37 empty] | 0 | 0 | 0 | -0.0047 | -1.1703 | 0.0032 | 0.7968 | -0.0027 | -0.6723 | 0.0012 | 0.2988 | 0.0146 | 3.6354 | -0.013 | -3.237 | -0.0067 | -1.6683 | -0.013 | -3.237 | -0.0067 | -1.6683
1071 | [35 empty] | 0 | 0 | 0.1 |  |  | 0 | 0 | 0.1 | [37 empty] | 0 | 0 | 0 | -0.0047 | -1.1703 | 0.0032 | 0.7968 | -0.0027 | -0.6723 | 0.0012 | 0.2988 | 0.0146 | 3.6354 | -0.013 | -3.237 | -0.0067 | -1.6683 | -0.013 | -3.237 | -0.0067 | -1.6683
1072 | [35 empty] | 0 | 0 | 0.1 |  |  | 0 | 0 | 0.1 | [37 empty] | 0 | 0 | 0 | -0.0047 | -1.1703 | 0.0032 | 0.7968 | -0.0027 | -0.6723 | 0.0012 | 0.2988 | 0.0146 | 3.6354 | -0.013 | -3.237 | -0.0067 | -1.6683 | -0.013 | -3.237 | -0.0067 | -1.6683
1073 | [35 empty] | 0 | 0 | 0.1 |  |  | 0 | 0 | 0.1 | [37 empty] | 0 | 0 | 0 | -0.0047 | -1.1703 | 0.0032 | 0.7968 | -0.0027 | -0.6723 | 0.0012 | 0.2988 | 0.0146 | 3.6354 | -0.013 | -3.237 | -0.0067 | -1.6683 | -0.013 | -3.237 | -0.0067 | -1.6683
1074 | [35 empty] | 0 | 0 | 0.1 |  |  | 0 | 0 | 0.1 | [37 empty] | 0 | 0 | 0 | -0.0047 | -1.1703 | 0.0032 | 0.7968 | -0.0027 | -0.6723 | 0.0012 | 0.2988 | 0.0146 | 3.6354 | -0.013 | -3.237 | -0.0067 | -1.6683 | -0.013 | -3.237 | -0.0067 | -1.6683
1075 | [35 empty] | 0 | 0 | 0.1 |  |  | 0 | 0 | 0.1 | [37 empty] | 0 | 0 | 0 | -0.0047 | -1.1703 | 0.0032 | 0.7968 | -0.0027 | -0.6723 | 0.0012 | 0.2988 | 0.0146 | 3.6354 | -0.013 | -3.237 | -0.0067 | -1.6683 | -0.013 | -3.237 | -0.0067 | -1.6683
1076 | [35 empty] | 0 | 0 | 0.1 |  |  | 0 | 0 | 0.1 | [37 empty] | 0 | 0 | 0 | -0.0047 | -1.1703 | 0.0032 | 0.7968 | -0.0027 | -0.6723 | 0.0012 | 0.2988 | 0.0146 | 3.6354 | -0.013 | -3.237 | -0.0067 | -1.6683 | -0.013 | -3.237 | -0.0067 | -1.6683
1077 | [35 empty] | 0 | 0 | 0.1 |  |  | 0 | 0 | 0.1 | [37 empty] | 0 | 0 | 0 | -0.0047 | -1.1703 | 0.0032 | 0.7968 | -0.0027 | -0.6723 | 0.0012 | 0.2988 | 0.0146 | 3.6354 | -0.013 | -3.237 | -0.0067 | -1.6683 | -0.013 | -3.237 | -0.0067 | -1.6683
1078 | [35 empty] | 0 | 0 | 0.1 |  |  | 0 | 0 | 0.1 | [37 empty] | 0 | 0 | 0 | -0.0047 | -1.1703 | 0.0032 | 0.7968 | -0.0027 | -0.6723 | 0.0012 | 0.2988 | 0.0146 | 3.6354 | -0.013 | -3.237 | -0.0067 | -1.6683 | -0.013 | -3.237 | -0.0067 | -1.6683
1079 | [35 empty] | 0 | 0 | 0.1 |  |  | 0 | 0 | 0.1 | [37 empty] | 0 | 0 | 0 | -0.0047 | -1.1703 | 0.0032 | 0.7968 | -0.0027 | -0.6723 | 0.0012 | 0.2988 | 0.0146 | 3.6354 | -0.013 | -3.237 | -0.0067 | -1.6683 | -0.013 | -3.237 | -0.0067 | -1.6683
1080 | [35 empty] | 0 | 0 | 0.1 |  |  | 0 | 0 | 0.1 | [37 empty] | 0 | 0 | 0 | -0.0047 | -1.1703 | 0.0032 | 0.7968 | -0.0027 | -0.6723 | 0.0012 | 0.2988 | 0.0146 | 3.6354 | -0.013 | -3.237 | -0.0067 | -1.6683 | -0.013 | -3.237 | -0.0067 | -1.6683
1081 | [35 empty] | 0 | 0 | 0.1 |  |  | 0 | 0 | 0.1 | [37 empty] | 0 | 0 | 0 | -0.0047 | -1.1703 | 0.0032 | 0.7968 | -0.0027 | -0.6723 | 0.0012 | 0.2988 | 0.0146 | 3.6354 | -0.013 | -3.237 | -0.0067 | -1.6683 | -0.013 | -3.237 | -0.0067 | -1.6683
1082 | [35 empty] | 0 | 0 | 0.1 |  |  | 0 | 0 | 0.1 | [37 empty] | 0 | 0 | 0 | -0.0047 | -1.1703 | 0.0032 | 0.7968 | -0.0027 | -0.6723 | 0.0012 | 0.2988 | 0.0146 | 3.6354 | -0.013 | -3.237 | -0.0067 | -1.6683 | -0.013 | -3.237 | -0.0067 | -1.6683
1083 | [35 empty] | 0 | 0 | 0.1 |  |  | 0 | 0 | 0.1 | [37 empty] | 0 | 0 | 0 | -0.0047 | -1.1703 | 0.0032 | 0.7968 | -0.0027 | -0.6723 | 0.0012 | 0.2988 | 0.0146 | 3.6354 | -0.013 | -3.237 | -0.0067 | -1.6683 | -0.013 | -3.237 | -0.0067 | -1.6683
1084 | [35 empty] | 0 | 0 | 0.1 |  |  | 0 | 0 | 0.1 | [37 empty] | 0 | 0 | 0 | -0.0047 | -1.1703 | 0.0032 | 0.7968 | -0.0027 | -0.6723 | 0.0012 | 0.2988 | 0.0146 | 3.6354 | -0.013 | -3.237 | -0.0067 | -1.6683 | -0.013 | -3.237 | -0.0067 | -1.6683
1085 | [35 empty] | 0 | 0 | 0.1 |  |  | 0 | 0 | 0.1 | [37 empty] | 0 | 0 | 0 | -0.0047 | -1.1703 | 0.0032 | 0.7968 | -0.0027 | -0.6723 | 0.0012 | 0.2988 | 0.0146 | 3.6354 | -0.013 | -3.237 | -0.0067 | -1.6683 | -0.013 | -3.237 | -0.0067 | -1.6683
1086 | [35 empty] | 0 | 0 | 0.1 |  |  | 0 | 0 | 0.1 | [37 empty] | 0 | 0 | 0 | -0.0047 | -1.1703 | 0.0032 | 0.7968 | -0.0027 | -0.6723 | 0.0012 | 0.2988 | 0.0146 | 3.6354 | -0.013 | -3.237 | -0.0067 | -1.6683 | -0.013 | -3.237 | -0.0067 | -1.6683
1087 | [35 empty] | 0 | 0 | 0.1 |  |  | 0 | 0 | 0.1 | [37 empty] | 0 | 0 | 0 | -0.0047 | -1.1703 | 0.0032 | 0.7968 | -0.0027 | -0.6723 | 0.0012 | 0.2988 | 0.0146 | 3.6354 | -0.013 | -3.237 | -0.0067 | -1.6683 | -0.013 | -3.237 | -0.0067 | -1.6683
1088 | [35 empty] | 0 | 0 | 0.1 |  |  | 0 | 0 | 0.1 | [37 empty] | 0 | 0 | 0 | -0.0047 | -1.1703 | 0.0032 | 0.7968 | -0.0027 | -0.6723 | 0.0012 | 0.2988 | 0.0146 | 3.6354 | -0.013 | -3.237 | -0.0067 | -1.6683 | -0.013 | -3.237 | -0.0067 | -1.6683
1089 | [35 empty] | 0 | 0 | 0.1 |  |  | 0 | 0 | 0.1 | [37 empty] | 0 | 0 | 0 | -0.0047 | -1.1703 | 0.0032 | 0.7968 | -0.0027 | -0.6723 | 0.0012 | 0.2988 | 0.0146 | 3.6354 | -0.013 | -3.237 | -0.0067 | -1.6683 | -0.013 | -3.237 | -0.0067 | -1.6683
1090 | [35 empty] | 0 | 0 | 0.1 |  |  | 0 | 0 | 0.1 | [37 empty] | 0 | 0 | 0 | -0.0047 | -1.1703 | 0.0032 | 0.7968 | -0.0027 | -0.6723 | 0.0012 | 0.2988 | 0.0146 | 3.6354 | -0.013 | -3.237 | -0.0067 | -1.6683 | -0.013 | -3.237 | -0.0067 | -1.6683
1091 | [35 empty] | 0 | 0 | 0.1 |  |  | 0 | 0 | 0.1 | [37 empty] | 0 | 0 | 0 | -0.0047 | -1.1703 | 0.0032 | 0.7968 | -0.0027 | -0.6723 | 0.0012 | 0.2988 | 0.0146 | 3.6354 | -0.013 | -3.237 | -0.0067 | -1.6683 | -0.013 | -3.237 | -0.0067 | -1.6683
1092 | [35 empty] | 0 | 0 | 0.1 |  |  | 0 | 0 | 0.1 | [37 empty] | 0 | 0 | 0 | -0.0047 | -1.1703 | 0.0032 | 0.7968 | -0.0027 | -0.6723 | 0.0012 | 0.2988 | 0.0146 | 3.6354 | -0.013 | -3.237 | -0.0067 | -1.6683 | -0.013 | -3.237 | -0.0067 | -1.6683
1093 | [35 empty] | 0 | 0 | 0.1 |  |  | 0 | 0 | 0.1 | [37 empty] | 0 | 0 | 0 | -0.0047 | -1.1703 | 0.0032 | 0.7968 | -0.0027 | -0.6723 | 0.0012 | 0.2988 | 0.0146 | 3.6354 | -0.013 | -3.237 | -0.0067 | -1.6683 | -0.013 | -3.237 | -0.0067 | -1.6683
1094 | [35 empty] | 0 | 0 | 0.1 |  |  | 0 | 0 | 0.1 | [37 empty] | 0 | 0 | 0 | -0.0047 | -1.1703 | 0.0032 | 0.7968 | -0.0027 | -0.6723 | 0.0012 | 0.2988 | 0.0146 | 3.6354 | -0.013 | -3.237 | -0.0067 | -1.6683 | -0.013 | -3.237 | -0.0067 | -1.6683
1095 | [35 empty] | 0 | 0 | 0.1 |  |  | 0 | 0 | 0.1 | [37 empty] | 0 | 0 | 0 | -0.0047 | -1.1703 | 0.0032 | 0.7968 | -0.0027 | -0.6723 | 0.0012 | 0.2988 | 0.0146 | 3.6354 | -0.013 | -3.237 | -0.0067 | -1.6683 | -0.013 | -3.237 | -0.0067 | -1.6683
1096 | [35 empty] | 0 | 0 | 0.1 |  |  | 0 | 0 | 0.1 | [37 empty] | 0 | 0 | 0 | -0.0047 | -1.1703 | 0.0032 | 0.7968 | -0.0027 | -0.6723 | 0.0012 | 0.2988 | 0.0146 | 3.6354 | -0.013 | -3.237 | -0.0067 | -1.6683 | -0.013 | -3.237 | -0.0067 | -1.6683
1097 | [35 empty] | 0 | 0 | 0.1 |  |  | 0 | 0 | 0.1 | [37 empty] | 0 | 0 | 0 | -0.0047 | -1.1703 | 0.0032 | 0.7968 | -0.0027 | -0.6723 | 0.0012 | 0.2988 | 0.0146 | 3.6354 | -0.013 | -3.237 | -0.0067 | -1.6683 | -0.013 | -3.237 | -0.0067 | -1.6683
1098 | [35 empty] | 0 | 0 | 0.1 |  |  | 0 | 0 | 0.1 | [37 empty] | 0 | 0 | 0 | -0.0047 | -1.1703 | 0.0032 | 0.7968 | -0.0027 | -0.6723 | 0.0012 | 0.2988 | 0.0146 | 3.6354 | -0.013 | -3.237 | -0.0067 | -1.6683 | -0.013 | -3.237 | -0.0067 | -1.6683
1099 | [35 empty] | 0 | 0 | 0.1 |  |  | 0 | 0 | 0.1 | [37 empty] | 0 | 0 | 0 | -0.0047 | -1.1703 | 0.0032 | 0.7968 | -0.0027 | -0.6723 | 0.0012 | 0.2988 | 0.0146 | 3.6354 | -0.013 | -3.237 | -0.0067 | -1.6683 | -0.013 | -3.237 | -0.0067 | -1.6683
1100 | [35 empty] | 0 | 0 | 0.1 |  |  | 0 | 0 | 0.1 | [37 empty] | 0 | 0 | 0 | -0.0047 | -1.1703 | 0.0032 | 0.7968 | -0.0027 | -0.6723 | 0.0012 | 0.2988 | 0.0146 | 3.6354 | -0.013 | -3.237 | -0.0067 | -1.6683 | -0.013 | -3.237 | -0.0067 | -1.6683
1101 | [35 empty] | 0 | 0 | 0.1 |  |  | 0 | 0 | 0.1 | [37 empty] | 0 | 0 | 0 | -0.0047 | -1.1703 | 0.0032 | 0.7968 | -0.0027 | -0.6723 | 0.0012 | 0.2988 | 0.0146 | 3.6354 | -0.013 | -3.237 | -0.0067 | -1.6683 | -0.013 | -3.237 | -0.0067 | -1.6683
1102 | [35 empty] | 0 | 0 | 0.1 |  |  | 0 | 0 | 0.1 | [37 empty] | 0 | 0 | 0 | -0.0047 | -1.1703 | 0.0032 | 0.7968 | -0.0027 | -0.6723 | 0.0012 | 0.2988 | 0.0146 | 3.6354 | -0.013 | -3.237 | -0.0067 | -1.6683 | -0.013 | -3.237 | -0.0067 | -1.6683
1103 | [35 empty] | 0 | 0 | 0.1 |  |  | 0 | 0 | 0.1 | [37 empty] | 0 | 0 | 0 | -0.0047 | -1.1703 | 0.0032 | 0.7968 | -0.0027 | -0.6723 | 0.0012 | 0.2988 | 0.0146 | 3.6354 | -0.013 | -3.237 | -0.0067 | -1.6683 | -0.013 | -3.237 | -0.0067 | -1.6683
1104 | [35 empty] | 0 | 0 | 0.1 |  |  | 0 | 0 | 0.1 | [37 empty] | 0 | 0 | 0 | -0.0047 | -1.1703 | 0.0032 | 0.7968 | -0.0027 | -0.6723 | 0.0012 | 0.2988 | 0.0146 | 3.6354 | -0.013 | -3.237 | -0.0067 | -1.6683 | -0.013 | -3.237 | -0.0067 | -1.6683
1105 | [35 empty] | 0 | 0 | 0.1 |  |  | 0 | 0 | 0.1 | [37 empty] | 0 | 0 | 0 | -0.0047 | -1.1703 | 0.0032 | 0.7968 | -0.0027 | -0.6723 | 0.0012 | 0.2988 | 0.0146 | 3.6354 | -0.013 | -3.237 | -0.0067 | -1.6683 | -0.013 | -3.237 | -0.0067 | -1.6683
1106 | [35 empty] | 0 | 0 | 0.1 |  |  | 0 | 0 | 0.1 | [37 empty] | 0 | 0 | 0 | -0.0047 | -1.1703 | 0.0032 | 0.7968 | -0.0027 | -0.6723 | 0.0012 | 0.2988 | 0.0146 | 3.6354 | -0.013 | -3.237 | -0.0067 | -1.6683 | -0.013 | -3.237 | -0.0067 | -1.6683
1107 | [35 empty] | 0 | 0 | 0.1 |  |  | 0 | 0 | 0.1 | [37 empty] | 0 | 0 | 0 | -0.0047 | -1.1703 | 0.0032 | 0.7968 | -0.0027 | -0.6723 | 0.0012 | 0.2988 | 0.0146 | 3.6354 | -0.013 | -3.237 | -0.0067 | -1.6683 | -0.013 | -3.237 | -0.0067 | -1.6683
1108 | [35 empty] | 0 | 0 | 0.1 |  |  | 0 | 0 | 0.1 | [37 empty] | 0 | 0 | 0 | -0.0047 | -1.1703 | 0.0032 | 0.7968 | -0.0027 | -0.6723 | 0.0012 | 0.2988 | 0.0146 | 3.6354 | -0.013 | -3.237 | -0.0067 | -1.6683 | -0.013 | -3.237 | -0.0067 | -1.6683
1109 | [35 empty] | 0 | 0 | 0.1 |  |  | 0 | 0 | 0.1 | [37 empty] | 0 | 0 | 0 | -0.0047 | -1.1703 | 0.0032 | 0.7968 | -0.0027 | -0.6723 | 0.0012 | 0.2988 | 0.0146 | 3.6354 | -0.013 | -3.237 | -0.0067 | -1.6683 | -0.013 | -3.237 | -0.0067 | -1.6683
1110 | [35 empty] | 0 | 0 | 0.1 |  |  | 0 | 0 | 0.1 | [37 empty] | 0 | 0 | 0 | -0.0047 | -1.1703 | 0.0032 | 0.7968 | -0.0027 | -0.6723 | 0.0012 | 0.2988 | 0.0146 | 3.6354 | -0.013 | -3.237 | -0.0067 | -1.6683 | -0.013 | -3.237 | -0.0067 | -1.6683
1111 | [35 empty] | 0 | 0 | 0.1 |  |  | 0 | 0 | 0.1 | [37 empty] | 0 | 0 | 0 | -0.0047 | -1.1703 | 0.0032 | 0.7968 | -0.0027 | -0.6723 | 0.0012 | 0.2988 | 0.0146 | 3.6354 | -0.013 | -3.237 | -0.0067 | -1.6683 | -0.013 | -3.237 | -0.0067 | -1.6683
1112 | [35 empty] | 0 | 0 | 0.1 |  |  | 0 | 0 | 0.1 | [37 empty] | 0 | 0 | 0 | -0.0047 | -1.1703 | 0.0032 | 0.7968 | -0.0027 | -0.6723 | 0.0012 | 0.2988 | 0.0146 | 3.6354 | -0.013 | -3.237 | -0.0067 | -1.6683 | -0.013 | -3.237 | -0.0067 | -1.6683
1113 | [35 empty] | 0 | 0 | 0.1 |  |  | 0 | 0 | 0.1 | [37 empty] | 0 | 0 | 0 | -0.0047 | -1.1703 | 0.0032 | 0.7968 | -0.0027 | -0.6723 | 0.0012 | 0.2988 | 0.0146 | 3.6354 | -0.013 | -3.237 | -0.0067 | -1.6683 | -0.013 | -3.237 | -0.0067 | -1.6683
1114 | [35 empty] | 0 | 0 | 0.1 |  |  | 0 | 0 | 0.1 | [37 empty] | 0 | 0 | 0 | -0.0047 | -1.1703 | 0.0032 | 0.7968 | -0.0027 | -0.6723 | 0.0012 | 0.2988 | 0.0146 | 3.6354 | -0.013 | -3.237 | -0.0067 | -1.6683 | -0.013 | -3.237 | -0.0067 | -1.6683
1115 | [35 empty] | 0 | 0 | 0.1 |  |  | 0 | 0 | 0.1 | [37 empty] | 0 | 0 | 0 | -0.0047 | -1.1703 | 0.0032 | 0.7968 | -0.0027 | -0.6723 | 0.0012 | 0.2988 | 0.0146 | 3.6354 | -0.013 | -3.237 | -0.0067 | -1.6683 | -0.013 | -3.237 | -0.0067 | -1.6683
1116 | [35 empty] | 0 | 0 | 0.1 |  |  | 0 | 0 | 0.1 | [37 empty] | 0 | 0 | 0 | -0.0047 | -1.1703 | 0.0032 | 0.7968 | -0.0027 | -0.6723 | 0.0012 | 0.2988 | 0.0146 | 3.6354 | -0.013 | -3.237 | -0.0067 | -1.6683 | -0.013 | -3.237 | -0.0067 | -1.6683
1117 | [35 empty] | 0 | 0 | 0.1 |  |  | 0 | 0 | 0.1 | [37 empty] | 0 | 0 | 0 | -0.0047 | -1.1703 | 0.0032 | 0.7968 | -0.0027 | -0.6723 | 0.0012 | 0.2988 | 0.0146 | 3.6354 | -0.013 | -3.237 | -0.0067 | -1.6683 | -0.013 | -3.237 | -0.0067 | -1.6683
1118 | [35 empty] | 0 | 0 | 0.1 |  |  | 0 | 0 | 0.1 | [37 empty] | 0 | 0 | 0 | -0.0047 | -1.1703 | 0.0032 | 0.7968 | -0.0027 | -0.6723 | 0.0012 | 0.2988 | 0.0146 | 3.6354 | -0.013 | -3.237 | -0.0067 | -1.6683 | -0.013 | -3.237 | -0.0067 | -1.6683
1119 | [35 empty] | 0 | 0 | 0.1 |  |  | 0 | 0 | 0.1 | [37 empty] | 0 | 0 | 0 | -0.0047 | -1.1703 | 0.0032 | 0.7968 | -0.0027 | -0.6723 | 0.0012 | 0.2988 | 0.0146 | 3.6354 | -0.013 | -3.237 | -0.0067 | -1.6683 | -0.013 | -3.237 | -0.0067 | -1.6683
1120 | [35 empty] | 0 | 0 | 0.1 |  |  | 0 | 0 | 0.1 | [37 empty] | 0 | 0 | 0 | -0.0047 | -1.1703 | 0.0032 | 0.7968 | -0.0027 | -0.6723 | 0.0012 | 0.2988 | 0.0146 | 3.6354 | -0.013 | -3.237 | -0.0067 | -1.6683 | -0.013 | -3.237 | -0.0067 | -1.6683
1121 | [35 empty] | 0 | 0 | 0.1 |  |  | 0 | 0 | 0.1 | [37 empty] | 0 | 0 | 0 | -0.0047 | -1.1703 | 0.0032 | 0.7968 | -0.0027 | -0.6723 | 0.0012 | 0.2988 | 0.0146 | 3.6354 | -0.013 | -3.237 | -0.0067 | -1.6683 | -0.013 | -3.237 | -0.0067 | -1.6683
1122 | [35 empty] | 0 | 0 | 0.1 |  |  | 0 | 0 | 0.1 | [37 empty] | 0 | 0 | 0 | -0.0047 | -1.1703 | 0.0032 | 0.7968 | -0.0027 | -0.6723 | 0.0012 | 0.2988 | 0.0146 | 3.6354 | -0.013 | -3.237 | -0.0067 | -1.6683 | -0.013 | -3.237 | -0.0067 | -1.6683
1123 | [35 empty] | 0 | 0 | 0.1 |  |  | 0 | 0 | 0.1 | [37 empty] | 0 | 0 | 0 | -0.0047 | -1.1703 | 0.0032 | 0.7968 | -0.0027 | -0.6723 | 0.0012 | 0.2988 | 0.0146 | 3.6354 | -0.013 | -3.237 | -0.0067 | -1.6683 | -0.013 | -3.237 | -0.0067 | -1.6683
1124 | [35 empty] | 0 | 0 | 0.1 |  |  | 0 | 0 | 0.1 | [37 empty] | 0 | 0 | 0 | -0.0047 | -1.1703 | 0.0032 | 0.7968 | -0.0027 | -0.6723 | 0.0012 | 0.2988 | 0.0146 | 3.6354 | -0.013 | -3.237 | -0.0067 | -1.6683 | -0.013 | -3.237 | -0.0067 | -1.6683
1125 | [35 empty] | 0 | 0 | 0.1 |  |  | 0 | 0 | 0.1 | [37 empty] | 0 | 0 | 0 | -0.0047 | -1.1703 | 0.0032 | 0.7968 | -0.0027 | -0.6723 | 0.0012 | 0.2988 | 0.0146 | 3.6354 | -0.013 | -3.237 | -0.0067 | -1.6683 | -0.013 | -3.237 | -0.0067 | -1.6683
1126 | [35 empty] | 0 | 0 | 0.1 |  |  | 0 | 0 | 0.1 | [37 empty] | 0 | 0 | 0 | -0.0047 | -1.1703 | 0.0032 | 0.7968 | -0.0027 | -0.6723 | 0.0012 | 0.2988 | 0.0146 | 3.6354 | -0.013 | -3.237 | -0.0067 | -1.6683 | -0.013 | -3.237 | -0.0067 | -1.6683
1127 | [35 empty] | 0 | 0 | 0.1 |  |  | 0 | 0 | 0.1 | [37 empty] | 0 | 0 | 0 | -0.0047 | -1.1703 | 0.0032 | 0.7968 | -0.0027 | -0.6723 | 0.0012 | 0.2988 | 0.0146 | 3.6354 | -0.013 | -3.237 | -0.0067 | -1.6683 | -0.013 | -3.237 | -0.0067 | -1.6683
1128 | [35 empty] | 0 | 0 | 0.1 |  |  | 0 | 0 | 0.1 | [37 empty] | 0 | 0 | 0 | -0.0047 | -1.1703 | 0.0032 | 0.7968 | -0.0027 | -0.6723 | 0.0012 | 0.2988 | 0.0146 | 3.6354 | -0.013 | -3.237 | -0.0067 | -1.6683 | -0.013 | -3.237 | -0.0067 | -1.6683
1129 | [35 empty] | 0 | 0 | 0.1 |  |  | 0 | 0 | 0.1 | [37 empty] | 0 | 0 | 0 | -0.0047 | -1.1703 | 0.0032 | 0.7968 | -0.0027 | -0.6723 | 0.0012 | 0.2988 | 0.0146 | 3.6354 | -0.013 | -3.237 | -0.0067 | -1.6683 | -0.013 | -3.237 | -0.0067 | -1.6683
1130 | [35 empty] | 0 | 0 | 0.1 |  |  | 0 | 0 | 0.1 | [37 empty] | 0 | 0 | 0 | -0.0047 | -1.1703 | 0.0032 | 0.7968 | -0.0027 | -0.6723 | 0.0012 | 0.2988 | 0.0146 | 3.6354 | -0.013 | -3.237 | -0.0067 | -1.6683 | -0.013 | -3.237 | -0.0067 | -1.6683
1131 | [35 empty] | 0 | 0 | 0.1 |  |  | 0 | 0 | 0.1 | [37 empty] | 0 | 0 | 0 | -0.0047 | -1.1703 | 0.0032 | 0.7968 | -0.0027 | -0.6723 | 0.0012 | 0.2988 | 0.0146 | 3.6354 | -0.013 | -3.237 | -0.0067 | -1.6683 | -0.013 | -3.237 | -0.0067 | -1.6683
1132 | [35 empty] | 0 | 0 | 0.1 |  |  | 0 | 0 | 0.1 | [37 empty] | 0 | 0 | 0 | -0.0047 | -1.1703 | 0.0032 | 0.7968 | -0.0027 | -0.6723 | 0.0012 | 0.2988 | 0.0146 | 3.6354 | -0.013 | -3.237 | -0.0067 | -1.6683 | -0.013 | -3.237 | -0.0067 | -1.6683
1133 | [35 empty] | 0 | 0 | 0.1 |  |  | 0 | 0 | 0.1 | [37 empty] | 0 | 0 | 0 | -0.0047 | -1.1703 | 0.0032 | 0.7968 | -0.0027 | -0.6723 | 0.0012 | 0.2988 | 0.0146 | 3.6354 | -0.013 | -3.237 | -0.0067 | -1.6683 | -0.013 | -3.237 | -0.0067 | -1.6683
1134 | [35 empty] | 0 | 0 | 0.1 |  |  | 0 | 0 | 0.1 | [37 empty] | 0 | 0 | 0 | -0.0047 | -1.1703 | 0.0032 | 0.7968 | -0.0027 | -0.6723 | 0.0012 | 0.2988 | 0.0146 | 3.6354 | -0.013 | -3.237 | -0.0067 | -1.6683 | -0.013 | -3.237 | -0.0067 | -1.6683
1135 | [35 empty] | 0 | 0 | 0.1 |  |  | 0 | 0 | 0.1 | [37 empty] | 0 | 0 | 0 | -0.0047 | -1.1703 | 0.0032 | 0.7968 | -0.0027 | -0.6723 | 0.0012 | 0.2988 | 0.0146 | 3.6354 | -0.013 | -3.237 | -0.0067 | -1.6683 | -0.013 | -3.237 | -0.0067 | -1.6683
1136 | [35 empty] | 0 | 0 | 0.1 |  |  | 0 | 0 | 0.1 | [37 empty] | 0 | 0 | 0 | -0.0047 | -1.1703 | 0.0032 | 0.7968 | -0.0027 | -0.6723 | 0.0012 | 0.2988 | 0.0146 | 3.6354 | -0.013 | -3.237 | -0.0067 | -1.6683 | -0.013 | -3.237 | -0.0067 | -1.6683
1137 | [35 empty] | 0 | 0 | 0.1 |  |  | 0 | 0 | 0.1 | [37 empty] | 0 | 0 | 0 | -0.0047 | -1.1703 | 0.0032 | 0.7968 | -0.0027 | -0.6723 | 0.0012 | 0.2988 | 0.0146 | 3.6354 | -0.013 | -3.237 | -0.0067 | -1.6683 | -0.013 | -3.237 | -0.0067 | -1.6683
1138 | [35 empty] | 0 | 0 | 0.1 |  |  | 0 | 0 | 0.1 | [37 empty] | 0 | 0 | 0 | -0.0047 | -1.1703 | 0.0032 | 0.7968 | -0.0027 | -0.6723 | 0.0012 | 0.2988 | 0.0146 | 3.6354 | -0.013 | -3.237 | -0.0067 | -1.6683 | -0.013 | -3.237 | -0.0067 | -1.6683
1139 | [35 empty] | 0 | 0 | 0.1 |  |  | 0 | 0 | 0.1 | [37 empty] | 0 | 0 | 0 | -0.0047 | -1.1703 | 0.0032 | 0.7968 | -0.0027 | -0.6723 | 0.0012 | 0.2988 | 0.0146 | 3.6354 | -0.013 | -3.237 | -0.0067 | -1.6683 | -0.013 | -3.237 | -0.0067 | -1.6683
1140 | [35 empty] | 0 | 0 | 0.1 |  |  | 0 | 0 | 0.1 | [37 empty] | 0 | 0 | 0 | -0.0047 | -1.1703 | 0.0032 | 0.7968 | -0.0027 | -0.6723 | 0.0012 | 0.2988 | 0.0146 | 3.6354 | -0.013 | -3.237 | -0.0067 | -1.6683 | -0.013 | -3.237 | -0.0067 | -1.6683
1141 | [35 empty] | 0 | 0 | 0.1 |  |  | 0 | 0 | 0.1 | [37 empty] | 0 | 0 | 0 | -0.0047 | -1.1703 | 0.0032 | 0.7968 | -0.0027 | -0.6723 | 0.0012 | 0.2988 | 0.0146 | 3.6354 | -0.013 | -3.237 | -0.0067 | -1.6683 | -0.013 | -3.237 | -0.0067 | -1.6683
1142 | [35 empty] | 0 | 0 | 0.1 |  |  | 0 | 0 | 0.1 | [37 empty] | 0 | 0 | 0 | -0.0047 | -1.1703 | 0.0032 | 0.7968 | -0.0027 | -0.6723 | 0.0012 | 0.2988 | 0.0146 | 3.6354 | -0.013 | -3.237 | -0.0067 | -1.6683 | -0.013 | -3.237 | -0.0067 | -1.6683
1143 | [35 empty] | 0 | 0 | 0.1 |  |  | 0 | 0 | 0.1 | [37 empty] | 0 | 0 | 0 | -0.0047 | -1.1703 | 0.0032 | 0.7968 | -0.0027 | -0.6723 | 0.0012 | 0.2988 | 0.0146 | 3.6354 | -0.013 | -3.237 | -0.0067 | -1.6683 | -0.013 | -3.237 | -0.0067 | -1.6683
1144 | [35 empty] | 0 | 0 | 0.1 |  |  | 0 | 0 | 0.1 | [37 empty] | 0 | 0 | 0 | -0.0047 | -1.1703 | 0.0032 | 0.7968 | -0.0027 | -0.6723 | 0.0012 | 0.2988 | 0.0146 | 3.6354 | -0.013 | -3.237 | -0.0067 | -1.6683 | -0.013 | -3.237 | -0.0067 | -1.6683
1145 | [35 empty] | 0 | 0 | 0.1 |  |  | 0 | 0 | 0.1 | [37 empty] | 0 | 0 | 0 | -0.0047 | -1.1703 | 0.0032 | 0.7968 | -0.0027 | -0.6723 | 0.0012 | 0.2988 | 0.0146 | 3.6354 | -0.013 | -3.237 | -0.0067 | -1.6683 | -0.013 | -3.237 | -0.0067 | -1.6683
1146 | [35 empty] | 0 | 0 | 0.1 |  |  | 0 | 0 | 0.1 | [37 empty] | 0 | 0 | 0 | -0.0047 | -1.1703 | 0.0032 | 0.7968 | -0.0027 | -0.6723 | 0.0012 | 0.2988 | 0.0146 | 3.6354 | -0.013 | -3.237 | -0.0067 | -1.6683 | -0.013 | -3.237 | -0.0067 | -1.6683
1147 | [35 empty] | 0 | 0 | 0.1 |  |  | 0 | 0 | 0.1 | [37 empty] | 0 | 0 | 0 | -0.0047 | -1.1703 | 0.0032 | 0.7968 | -0.0027 | -0.6723 | 0.0012 | 0.2988 | 0.0146 | 3.6354 | -0.013 | -3.237 | -0.0067 | -1.6683 | -0.013 | -3.237 | -0.0067 | -1.6683
1148 | [35 empty] | 0 | 0 | 0.1 |  |  | 0 | 0 | 0.1 | [37 empty] | 0 | 0 | 0 | -0.0047 | -1.1703 | 0.0032 | 0.7968 | -0.0027 | -0.6723 | 0.0012 | 0.2988 | 0.0146 | 3.6354 | -0.013 | -3.237 | -0.0067 | -1.6683 | -0.013 | -3.237 | -0.0067 | -1.6683
1149 | [35 empty] | 0 | 0 | 0.1 |  |  | 0 | 0 | 0.1 | [37 empty] | 0 | 0 | 0 | -0.0047 | -1.1703 | 0.0032 | 0.7968 | -0.0027 | -0.6723 | 0.0012 | 0.2988 | 0.0146 | 3.6354 | -0.013 | -3.237 | -0.0067 | -1.6683 | -0.013 | -3.237 | -0.0067 | -1.6683
1150 | [35 empty] | 0 | 0 | 0.1 |  |  | 0 | 0 | 0.1 | [37 empty] | 0 | 0 | 0 | -0.0047 | -1.1703 | 0.0032 | 0.7968 | -0.0027 | -0.6723 | 0.0012 | 0.2988 | 0.0146 | 3.6354 | -0.013 | -3.237 | -0.0067 | -1.6683 | -0.013 | -3.237 | -0.0067 | -1.6683
1151 | [35 empty] | 0 | 0 | 0.1 |  |  | 0 | 0 | 0.1 | [37 empty] | 0 | 0 | 0 | -0.0047 | -1.1703 | 0.0032 | 0.7968 | -0.0027 | -0.6723 | 0.0012 | 0.2988 | 0.0146 | 3.6354 | -0.013 | -3.237 | -0.0067 | -1.6683 | -0.013 | -3.237 | -0.0067 | -1.6683
1152 | [35 empty] | 0 | 0 | 0.1 |  |  | 0 | 0 | 0.1 | [37 empty] | 0 | 0 | 0 | -0.0047 | -1.1703 | 0.0032 | 0.7968 | -0.0027 | -0.6723 | 0.0012 | 0.2988 | 0.0146 | 3.6354 | -0.013 | -3.237 | -0.0067 | -1.6683 | -0.013 | -3.237 | -0.0067 | -1.6683
1153 | [35 empty] | 0 | 0 | 0.1 |  |  | 0 | 0 | 0.1 | [37 empty] | 0 | 0 | 0 | -0.0047 | -1.1703 | 0.0032 | 0.7968 | -0.0027 | -0.6723 | 0.0012 | 0.2988 | 0.0146 | 3.6354 | -0.013 | -3.237 | -0.0067 | -1.6683 | -0.013 | -3.237 | -0.0067 | -1.6683
1154 | [35 empty] | 0 | 0 | 0.1 |  |  | 0 | 0 | 0.1 | [37 empty] | 0 | 0 | 0 | -0.0047 | -1.1703 | 0.0032 | 0.7968 | -0.0027 | -0.6723 | 0.0012 | 0.2988 | 0.0146 | 3.6354 | -0.013 | -3.237 | -0.0067 | -1.6683 | -0.013 | -3.237 | -0.0067 | -1.6683
1155 | [35 empty] | 0 | 0 | 0.1 |  |  | 0 | 0 | 0.1 | [37 empty] | 0 | 0 | 0 | -0.0047 | -1.1703 | 0.0032 | 0.7968 | -0.0027 | -0.6723 | 0.0012 | 0.2988 | 0.0146 | 3.6354 | -0.013 | -3.237 | -0.0067 | -1.6683 | -0.013 | -3.237 | -0.0067 | -1.6683
1156 | [35 empty] | 0 | 0 | 0.1 |  |  | 0 | 0 | 0.1 | [37 empty] | 0 | 0 | 0 | -0.0047 | -1.1703 | 0.0032 | 0.7968 | -0.0027 | -0.6723 | 0.0012 | 0.2988 | 0.0146 | 3.6354 | -0.013 | -3.237 | -0.0067 | -1.6683 | -0.013 | -3.237 | -0.0067 | -1.6683
1157 | [35 empty] | 0 | 0 | 0.1 |  |  | 0 | 0 | 0.1 | [37 empty] | 0 | 0 | 0 | -0.0047 | -1.1703 | 0.0032 | 0.7968 | -0.0027 | -0.6723 | 0.0012 | 0.2988 | 0.0146 | 3.6354 | -0.013 | -3.237 | -0.0067 | -1.6683 | -0.013 | -3.237 | -0.0067 | -1.6683
1158 | [35 empty] | 0 | 0 | 0.1 |  |  | 0 | 0 | 0.1 | [37 empty] | 0 | 0 | 0 | -0.0047 | -1.1703 | 0.0032 | 0.7968 | -0.0027 | -0.6723 | 0.0012 | 0.2988 | 0.0146 | 3.6354 | -0.013 | -3.237 | -0.0067 | -1.6683 | -0.013 | -3.237 | -0.0067 | -1.6683
1159 | [35 empty] | 0 | 0 | 0.1 |  |  | 0 | 0 | 0.1 | [37 empty] | 0 | 0 | 0 | -0.0047 | -1.1703 | 0.0032 | 0.7968 | -0.0027 | -0.6723 | 0.0012 | 0.2988 | 0.0146 | 3.6354 | -0.013 | -3.237 | -0.0067 | -1.6683 | -0.013 | -3.237 | -0.0067 | -1.6683
1160 | [35 empty] | 0 | 0 | 0.1 |  |  | 0 | 0 | 0.1 | [37 empty] | 0 | 0 | 0 | -0.0047 | -1.1703 | 0.0032 | 0.7968 | -0.0027 | -0.6723 | 0.0012 | 0.2988 | 0.0146 | 3.6354 | -0.013 | -3.237 | -0.0067 | -1.6683 | -0.013 | -3.237 | -0.0067 | -1.6683
1161 | [35 empty] | 0 | 0 | 0.1 |  |  | 0 | 0 | 0.1 | [37 empty] | 0 | 0 | 0 | -0.0047 | -1.1703 | 0.0032 | 0.7968 | -0.0027 | -0.6723 | 0.0012 | 0.2988 | 0.0146 | 3.6354 | -0.013 | -3.237 | -0.0067 | -1.6683 | -0.013 | -3.237 | -0.0067 | -1.6683
1162 | [35 empty] | 0 | 0 | 0.1 |  |  | 0 | 0 | 0.1 | [37 empty] | 0 | 0 | 0 | -0.0047 | -1.1703 | 0.0032 | 0.7968 | -0.0027 | -0.6723 | 0.0012 | 0.2988 | 0.0146 | 3.6354 | -0.013 | -3.237 | -0.0067 | -1.6683 | -0.013 | -3.237 | -0.0067 | -1.6683
1163 | [35 empty] | 0 | 0 | 0.1 |  |  | 0 | 0 | 0.1 | [37 empty] | 0 | 0 | 0 | -0.0047 | -1.1703 | 0.0032 | 0.7968 | -0.0027 | -0.6723 | 0.0012 | 0.2988 | 0.0146 | 3.6354 | -0.013 | -3.237 | -0.0067 | -1.6683 | -0.013 | -3.237 | -0.0067 | -1.6683
1164 | [35 empty] | 0 | 0 | 0.1 |  |  | 0 | 0 | 0.1 | [37 empty] | 0 | 0 | 0 | -0.0047 | -1.1703 | 0.0032 | 0.7968 | -0.0027 | -0.6723 | 0.0012 | 0.2988 | 0.0146 | 3.6354 | -0.013 | -3.237 | -0.0067 | -1.6683 | -0.013 | -3.237 | -0.0067 | -1.6683
1165 | [35 empty] | 0 | 0 | 0.1 |  |  | 0 | 0 | 0.1 | [37 empty] | 0 | 0 | 0 | -0.0047 | -1.1703 | 0.0032 | 0.7968 | -0.0027 | -0.6723 | 0.0012 | 0.2988 | 0.0146 | 3.6354 | -0.013 | -3.237 | -0.0067 | -1.6683 | -0.013 | -3.237 | -0.0067 | -1.6683
1166 | [35 empty] | 0 | 0 | 0.1 |  |  | 0 | 0 | 0.1 | [37 empty] | 0 | 0 | 0 | -0.0047 | -1.1703 | 0.0032 | 0.7968 | -0.0027 | -0.6723 | 0.0012 | 0.2988 | 0.0146 | 3.6354 | -0.013 | -3.237 | -0.0067 | -1.6683 | -0.013 | -3.237 | -0.0067 | -1.6683
1167 | [35 empty] | 0 | 0 | 0.1 |  |  | 0 | 0 | 0.1 | [37 empty] | 0 | 0 | 0 | -0.0047 | -1.1703 | 0.0032 | 0.7968 | -0.0027 | -0.6723 | 0.0012 | 0.2988 | 0.0146 | 3.6354 | -0.013 | -3.237 | -0.0067 | -1.6683 | -0.013 | -3.237 | -0.0067 | -1.6683
1168 | [35 empty] | 0 | 0 | 0.1 |  |  | 0 | 0 | 0.1 | [37 empty] | 0 | 0 | 0 | -0.0047 | -1.1703 | 0.0032 | 0.7968 | -0.0027 | -0.6723 | 0.0012 | 0.2988 | 0.0146 | 3.6354 | -0.013 | -3.237 | -0.0067 | -1.6683 | -0.013 | -3.237 | -0.0067 | -1.6683
1169 | [35 empty] | 0 | 0 | 0.1 |  |  | 0 | 0 | 0.1 | [37 empty] | 0 | 0 | 0 | -0.0047 | -1.1703 | 0.0032 | 0.7968 | -0.0027 | -0.6723 | 0.0012 | 0.2988 | 0.0146 | 3.6354 | -0.013 | -3.237 | -0.0067 | -1.6683 | -0.013 | -3.237 | -0.0067 | -1.6683
1170 | [35 empty] | 0 | 0 | 0.1 |  |  | 0 | 0 | 0.1 | [37 empty] | 0 | 0 | 0 | -0.0047 | -1.1703 | 0.0032 | 0.7968 | -0.0027 | -0.6723 | 0.0012 | 0.2988 | 0.0146 | 3.6354 | -0.013 | -3.237 | -0.0067 | -1.6683 | -0.013 | -3.237 | -0.0067 | -1.6683
1171 | [35 empty] | 0 | 0 | 0.1 |  |  | 0 | 0 | 0.1 | [37 empty] | 0 | 0 | 0 | -0.0047 | -1.1703 | 0.0032 | 0.7968 | -0.0027 | -0.6723 | 0.0012 | 0.2988 | 0.0146 | 3.6354 | -0.013 | -3.237 | -0.0067 | -1.6683 | -0.013 | -3.237 | -0.0067 | -1.6683
1172 | [35 empty] | 0 | 0 | 0.1 |  |  | 0 | 0 | 0.1 | [37 empty] | 0 | 0 | 0 | -0.0047 | -1.1703 | 0.0032 | 0.7968 | -0.0027 | -0.6723 | 0.0012 | 0.2988 | 0.0146 | 3.6354 | -0.013 | -3.237 | -0.0067 | -1.6683 | -0.013 | -3.237 | -0.0067 | -1.6683
1173 | [35 empty] | 0 | 0 | 0.1 |  |  | 0 | 0 | 0.1 | [37 empty] | 0 | 0 | 0 | -0.0047 | -1.1703 | 0.0032 | 0.7968 | -0.0027 | -0.6723 | 0.0012 | 0.2988 | 0.0146 | 3.6354 | -0.013 | -3.237 | -0.0067 | -1.6683 | -0.013 | -3.237 | -0.0067 | -1.6683
1174 | [35 empty] | 0 | 0 | 0.1 |  |  | 0 | 0 | 0.1 | [37 empty] | 0 | 0 | 0 | -0.0047 | -1.1703 | 0.0032 | 0.7968 | -0.0027 | -0.6723 | 0.0012 | 0.2988 | 0.0146 | 3.6354 | -0.013 | -3.237 | -0.0067 | -1.6683 | -0.013 | -3.237 | -0.0067 | -1.6683
1175 | [35 empty] | 0 | 0 | 0.1 |  |  | 0 | 0 | 0.1 | [37 empty] | 0 | 0 | 0 | -0.0047 | -1.1703 | 0.0032 | 0.7968 | -0.0027 | -0.6723 | 0.0012 | 0.2988 | 0.0146 | 3.6354 | -0.013 | -3.237 | -0.0067 | -1.6683 | -0.013 | -3.237 | -0.0067 | -1.6683
1176 | [35 empty] | 0 | 0 | 0.1 |  |  | 0 | 0 | 0.1 | [37 empty] | 0 | 0 | 0 | -0.0047 | -1.1703 | 0.0032 | 0.7968 | -0.0027 | -0.6723 | 0.0012 | 0.2988 | 0.0146 | 3.6354 | -0.013 | -3.237 | -0.0067 | -1.6683 | -0.013 | -3.237 | -0.0067 | -1.6683
1177 | [35 empty] | 0 | 0 | 0.1 |  |  | 0 | 0 | 0.1 | [37 empty] | 0 | 0 | 0 | -0.0047 | -1.1703 | 0.0032 | 0.7968 | -0.0027 | -0.6723 | 0.0012 | 0.2988 | 0.0146 | 3.6354 | -0.013 | -3.237 | -0.0067 | -1.6683 | -0.013 | -3.237 | -0.0067 | -1.6683
1178 | [35 empty] | 0 | 0 | 0.1 |  |  | 0 | 0 | 0.1 | [37 empty] | 0 | 0 | 0 | -0.0047 | -1.1703 | 0.0032 | 0.7968 | -0.0027 | -0.6723 | 0.0012 | 0.2988 | 0.0146 | 3.6354 | -0.013 | -3.237 | -0.0067 | -1.6683 | -0.013 | -3.237 | -0.0067 | -1.6683
1179 | [35 empty] | 0 | 0 | 0.1 |  |  | 0 | 0 | 0.1 | [37 empty] | 0 | 0 | 0 | -0.0047 | -1.1703 | 0.0032 | 0.7968 | -0.0027 | -0.6723 | 0.0012 | 0.2988 | 0.0146 | 3.6354 | -0.013 | -3.237 | -0.0067 | -1.6683 | -0.013 | -3.237 | -0.0067 | -1.6683
1180 | [35 empty] | 0 | 0 | 0.1 |  |  | 0 | 0 | 0.1 | [37 empty] | 0 | 0 | 0 | -0.0047 | -1.1703 | 0.0032 | 0.7968 | -0.0027 | -0.6723 | 0.0012 | 0.2988 | 0.0146 | 3.6354 | -0.013 | -3.237 | -0.0067 | -1.6683 | -0.013 | -3.237 | -0.0067 | -1.6683
1181 | [35 empty] | 0 | 0 | 0.1 |  |  | 0 | 0 | 0.1 | [37 empty] | 0 | 0 | 0 | -0.0047 | -1.1703 | 0.0032 | 0.7968 | -0.0027 | -0.6723 | 0.0012 | 0.2988 | 0.0146 | 3.6354 | -0.013 | -3.237 | -0.0067 | -1.6683 | -0.013 | -3.237 | -0.0067 | -1.6683
1182 | [35 empty] | 0 | 0 | 0.1 |  |  | 0 | 0 | 0.1 | [37 empty] | 0 | 0 | 0 | -0.0047 | -1.1703 | 0.0032 | 0.7968 | -0.0027 | -0.6723 | 0.0012 | 0.2988 | 0.0146 | 3.6354 | -0.013 | -3.237 | -0.0067 | -1.6683 | -0.013 | -3.237 | -0.0067 | -1.6683
1183 | [35 empty] | 0 | 0 | 0.1 |  |  | 0 | 0 | 0.1 | [37 empty] | 0 | 0 | 0 | -0.0047 | -1.1703 | 0.0032 | 0.7968 | -0.0027 | -0.6723 | 0.0012 | 0.2988 | 0.0146 | 3.6354 | -0.013 | -3.237 | -0.0067 | -1.6683 | -0.013 | -3.237 | -0.0067 | -1.6683
1184 | [35 empty] | 0 | 0 | 0.1 |  |  | 0 | 0 | 0.1 | [37 empty] | 0 | 0 | 0 | -0.0047 | -1.1703 | 0.0032 | 0.7968 | -0.0027 | -0.6723 | 0.0012 | 0.2988 | 0.0146 | 3.6354 | -0.013 | -3.237 | -0.0067 | -1.6683 | -0.013 | -3.237 | -0.0067 | -1.6683
1185 | [35 empty] | 0 | 0 | 0.1 |  |  | 0 | 0 | 0.1 | [37 empty] | 0 | 0 | 0 | -0.0047 | -1.1703 | 0.0032 | 0.7968 | -0.0027 | -0.6723 | 0.0012 | 0.2988 | 0.0146 | 3.6354 | -0.013 | -3.237 | -0.0067 | -1.6683 | -0.013 | -3.237 | -0.0067 | -1.6683
1186 | [35 empty] | 0 | 0 | 0.1 |  |  | 0 | 0 | 0.1 | [37 empty] | 0 | 0 | 0 | -0.0047 | -1.1703 | 0.0032 | 0.7968 | -0.0027 | -0.6723 | 0.0012 | 0.2988 | 0.0146 | 3.6354 | -0.013 | -3.237 | -0.0067 | -1.6683 | -0.013 | -3.237 | -0.0067 | -1.6683
1187 | [35 empty] | 0 | 0 | 0.1 |  |  | 0 | 0 | 0.1 | [37 empty] | 0 | 0 | 0 | -0.0047 | -1.1703 | 0.0032 | 0.7968 | -0.0027 | -0.6723 | 0.0012 | 0.2988 | 0.0146 | 3.6354 | -0.013 | -3.237 | -0.0067 | -1.6683 | -0.013 | -3.237 | -0.0067 | -1.6683
1188 | [35 empty] | 0 | 0 | 0.1 |  |  | 0 | 0 | 0.1 | [37 empty] | 0 | 0 | 0 | -0.0047 | -1.1703 | 0.0032 | 0.7968 | -0.0027 | -0.6723 | 0.0012 | 0.2988 | 0.0146 | 3.6354 | -0.013 | -3.237 | -0.0067 | -1.6683 | -0.013 | -3.237 | -0.0067 | -1.6683
1189 | [35 empty] | 0 | 0 | 0.1 |  |  | 0 | 0 | 0.1 | [37 empty] | 0 | 0 | 0 | -0.0047 | -1.1703 | 0.0032 | 0.7968 | -0.0027 | -0.6723 | 0.0012 | 0.2988 | 0.0146 | 3.6354 | -0.013 | -3.237 | -0.0067 | -1.6683 | -0.013 | -3.237 | -0.0067 | -1.6683
1190 | [35 empty] | 0 | 0 | 0.1 |  |  | 0 | 0 | 0.1 | [37 empty] | 0 | 0 | 0 | -0.0047 | -1.1703 | 0.0032 | 0.7968 | -0.0027 | -0.6723 | 0.0012 | 0.2988 | 0.0146 | 3.6354 | -0.013 | -3.237 | -0.0067 | -1.6683 | -0.013 | -3.237 | -0.0067 | -1.6683
1191 | [35 empty] | 0 | 0 | 0.1 |  |  | 0 | 0 | 0.1 | [37 empty] | 0 | 0 | 0 | -0.0047 | -1.1703 | 0.0032 | 0.7968 | -0.0027 | -0.6723 | 0.0012 | 0.2988 | 0.0146 | 3.6354 | -0.013 | -3.237 | -0.0067 | -1.6683 | -0.013 | -3.237 | -0.0067 | -1.6683
1192 | [35 empty] | 0 | 0 | 0.1 |  |  | 0 | 0 | 0.1 | [37 empty] | 0 | 0 | 0 | -0.0047 | -1.1703 | 0.0032 | 0.7968 | -0.0027 | -0.6723 | 0.0012 | 0.2988 | 0.0146 | 3.6354 | -0.013 | -3.237 | -0.0067 | -1.6683 | -0.013 | -3.237 | -0.0067 | -1.6683
1193 | [35 empty] | 0 | 0 | 0.1 |  |  | 0 | 0 | 0.1 | [37 empty] | 0 | 0 | 0 | -0.0047 | -1.1703 | 0.0032 | 0.7968 | -0.0027 | -0.6723 | 0.0012 | 0.2988 | 0.0146 | 3.6354 | -0.013 | -3.237 | -0.0067 | -1.6683 | -0.013 | -3.237 | -0.0067 | -1.6683
1194 | [35 empty] | 0 | 0 | 0.1 |  |  | 0 | 0 | 0.1 | [37 empty] | 0 | 0 | 0 | -0.0047 | -1.1703 | 0.0032 | 0.7968 | -0.0027 | -0.6723 | 0.0012 | 0.2988 | 0.0146 | 3.6354 | -0.013 | -3.237 | -0.0067 | -1.6683 | -0.013 | -3.237 | -0.0067 | -1.6683
1195 | [35 empty] | 0 | 0 | 0.1 |  |  | 0 | 0 | 0.1 | [37 empty] | 0 | 0 | 0 | -0.0047 | -1.1703 | 0.0032 | 0.7968 | -0.0027 | -0.6723 | 0.0012 | 0.2988 | 0.0146 | 3.6354 | -0.013 | -3.237 | -0.0067 | -1.6683 | -0.013 | -3.237 | -0.0067 | -1.6683
1196 | [35 empty] | 0 | 0 | 0.1 |  |  | 0 | 0 | 0.1 | [37 empty] | 0 | 0 | 0 | -0.0047 | -1.1703 | 0.0032 | 0.7968 | -0.0027 | -0.6723 | 0.0012 | 0.2988 | 0.0146 | 3.6354 | -0.013 | -3.237 | -0.0067 | -1.6683 | -0.013 | -3.237 | -0.0067 | -1.6683
1197 | [35 empty] | 0 | 0 | 0.1 |  |  | 0 | 0 | 0.1 | [37 empty] | 0 | 0 | 0 | -0.0047 | -1.1703 | 0.0032 | 0.7968 | -0.0027 | -0.6723 | 0.0012 | 0.2988 | 0.0146 | 3.6354 | -0.013 | -3.237 | -0.0067 | -1.6683 | -0.013 | -3.237 | -0.0067 | -1.6683
1198 | [35 empty] | 0 | 0 | 0.1 |  |  | 0 | 0 | 0.1 | [37 empty] | 0 | 0 | 0 | -0.0047 | -1.1703 | 0.0032 | 0.7968 | -0.0027 | -0.6723 | 0.0012 | 0.2988 | 0.0146 | 3.6354 | -0.013 | -3.237 | -0.0067 | -1.6683 | -0.013 | -3.237 | -0.0067 | -1.6683
1199 | [35 empty] | 0 | 0 | 0.1 |  |  | 0 | 0 | 0.1 | [37 empty] | 0 | 0 | 0 | -0.0047 | -1.1703 | 0.0032 | 0.7968 | -0.0027 | -0.6723 | 0.0012 | 0.2988 | 0.0146 | 3.6354 | -0.013 | -3.237 | -0.0067 | -1.6683 | -0.013 | -3.237 | -0.0067 | -1.6683
1200 | [35 empty] | 0 | 0 | 0.1 |  |  | 0 | 0 | 0.1 | [37 empty] | 0 | 0 | 0 | -0.0047 | -1.1703 | 0.0032 | 0.7968 | -0.0027 | -0.6723 | 0.0012 | 0.2988 | 0.0146 | 3.6354 | -0.013 | -3.237 | -0.0067 | -1.6683 | -0.013 | -3.237 | -0.0067 | -1.6683
1201 | [35 empty] | 0 | 0 | 0.1 |  |  | 0 | 0 | 0.1 | [37 empty] | 0 | 0 | 0 | -0.0047 | -1.1703 | 0.0032 | 0.7968 | -0.0027 | -0.6723 | 0.0012 | 0.2988 | 0.0146 | 3.6354 | -0.013 | -3.237 | -0.0067 | -1.6683 | -0.013 | -3.237 | -0.0067 | -1.6683
1202 | [35 empty] | 0 | 0 | 0.1 |  |  | 0 | 0 | 0.1 | [37 empty] | 0 | 0 | 0 | -0.0047 | -1.1703 | 0.0032 | 0.7968 | -0.0027 | -0.6723 | 0.0012 | 0.2988 | 0.0146 | 3.6354 | -0.013 | -3.237 | -0.0067 | -1.6683 | -0.013 | -3.237 | -0.0067 | -1.6683
1203 | [35 empty] | 0 | 0 | 0.1 |  |  | 0 | 0 | 0.1 | [37 empty] | 0 | 0 | 0 | -0.0047 | -1.1703 | 0.0032 | 0.7968 | -0.0027 | -0.6723 | 0.0012 | 0.2988 | 0.0146 | 3.6354 | -0.013 | -3.237 | -0.0067 | -1.6683 | -0.013 | -3.237 | -0.0067 | -1.6683
1204 | [35 empty] | 0 | 0 | 0.1 |  |  | 0 | 0 | 0.1 | [37 empty] | 0 | 0 | 0 | -0.0047 | -1.1703 | 0.0032 | 0.7968 | -0.0027 | -0.6723 | 0.0012 | 0.2988 | 0.0146 | 3.6354 | -0.013 | -3.237 | -0.0067 | -1.6683 | -0.013 | -3.237 | -0.0067 | -1.6683
1205 | [35 empty] | 0 | 0 | 0.1 |  |  | 0 | 0 | 0.1 | [37 empty] | 0 | 0 | 0 | -0.0047 | -1.1703 | 0.0032 | 0.7968 | -0.0027 | -0.6723 | 0.0012 | 0.2988 | 0.0146 | 3.6354 | -0.013 | -3.237 | -0.0067 | -1.6683 | -0.013 | -3.237 | -0.0067 | -1.6683
1206 | [35 empty] | 0 | 0 | 0.1 |  |  | 0 | 0 | 0.1 | [37 empty] | 0 | 0 | 0 | -0.0047 | -1.1703 | 0.0032 | 0.7968 | -0.0027 | -0.6723 | 0.0012 | 0.2988 | 0.0146 | 3.6354 | -0.013 | -3.237 | -0.0067 | -1.6683 | -0.013 | -3.237 | -0.0067 | -1.6683
1207 | [35 empty] | 0 | 0 | 0.1 |  |  | 0 | 0 | 0.1 | [37 empty] | 0 | 0 | 0 | -0.0047 | -1.1703 | 0.0032 | 0.7968 | -0.0027 | -0.6723 | 0.0012 | 0.2988 | 0.0146 | 3.6354 | -0.013 | -3.237 | -0.0067 | -1.6683 | -0.013 | -3.237 | -0.0067 | -1.6683
1208 | [35 empty] | 0 | 0 | 0.1 |  |  | 0 | 0 | 0.1 | [37 empty] | 0 | 0 | 0 | -0.0047 | -1.1703 | 0.0032 | 0.7968 | -0.0027 | -0.6723 | 0.0012 | 0.2988 | 0.0146 | 3.6354 | -0.013 | -3.237 | -0.0067 | -1.6683 | -0.013 | -3.237 | -0.0067 | -1.6683
1209 | [35 empty] | 0 | 0 | 0.1 |  |  | 0 | 0 | 0.1 | [37 empty] | 0 | 0 | 0 | -0.0047 | -1.1703 | 0.0032 | 0.7968 | -0.0027 | -0.6723 | 0.0012 | 0.2988 | 0.0146 | 3.6354 | -0.013 | -3.237 | -0.0067 | -1.6683 | -0.013 | -3.237 | -0.0067 | -1.6683
1210 | [35 empty] | 0 | 0 | 0.1 |  |  | 0 | 0 | 0.1 | [37 empty] | 0 | 0 | 0 | -0.0047 | -1.1703 | 0.0032 | 0.7968 | -0.0027 | -0.6723 | 0.0012 | 0.2988 | 0.0146 | 3.6354 | -0.013 | -3.237 | -0.0067 | -1.6683 | -0.013 | -3.237 | -0.0067 | -1.6683
1211 | [35 empty] | 0 | 0 | 0.1 |  |  | 0 | 0 | 0.1 | [37 empty] | 0 | 0 | 0 | -0.0047 | -1.1703 | 0.0032 | 0.7968 | -0.0027 | -0.6723 | 0.0012 | 0.2988 | 0.0146 | 3.6354 | -0.013 | -3.237 | -0.0067 | -1.6683 | -0.013 | -3.237 | -0.0067 | -1.6683
1212 | [35 empty] | 0 | 0 | 0.1 |  |  | 0 | 0 | 0.1 | [37 empty] | 0 | 0 | 0 | -0.0047 | -1.1703 | 0.0032 | 0.7968 | -0.0027 | -0.6723 | 0.0012 | 0.2988 | 0.0146 | 3.6354 | -0.013 | -3.237 | -0.0067 | -1.6683 | -0.013 | -3.237 | -0.0067 | -1.6683
1213 | [35 empty] | 0 | 0 | 0.1 |  |  | 0 | 0 | 0.1 | [37 empty] | 0 | 0 | 0 | -0.0047 | -1.1703 | 0.0032 | 0.7968 | -0.0027 | -0.6723 | 0.0012 | 0.2988 | 0.0146 | 3.6354 | -0.013 | -3.237 | -0.0067 | -1.6683 | -0.013 | -3.237 | -0.0067 | -1.6683
1214 | [35 empty] | 0 | 0 | 0.1 |  |  | 0 | 0 | 0.1 | [37 empty] | 0 | 0 | 0 | -0.0047 | -1.1703 | 0.0032 | 0.7968 | -0.0027 | -0.6723 | 0.0012 | 0.2988 | 0.0146 | 3.6354 | -0.013 | -3.237 | -0.0067 | -1.6683 | -0.013 | -3.237 | -0.0067 | -1.6683
1215 | [35 empty] | 0 | 0 | 0.1 |  |  | 0 | 0 | 0.1 | [37 empty] | 0 | 0 | 0 | -0.0047 | -1.1703 | 0.0032 | 0.7968 | -0.0027 | -0.6723 | 0.0012 | 0.2988 | 0.0146 | 3.6354 | -0.013 | -3.237 | -0.0067 | -1.6683 | -0.013 | -3.237 | -0.0067 | -1.6683
1216 | [35 empty] | 0 | 0 | 0.1 |  |  | 0 | 0 | 0.1 | [37 empty] | 0 | 0 | 0 | -0.0047 | -1.1703 | 0.0032 | 0.7968 | -0.0027 | -0.6723 | 0.0012 | 0.2988 | 0.0146 | 3.6354 | -0.013 | -3.237 | -0.0067 | -1.6683 | -0.013 | -3.237 | -0.0067 | -1.6683
1217 | [35 empty] | 0 | 0 | 0.1 |  |  | 0 | 0 | 0.1 | [37 empty] | 0 | 0 | 0 | -0.0047 | -1.1703 | 0.0032 | 0.7968 | -0.0027 | -0.6723 | 0.0012 | 0.2988 | 0.0146 | 3.6354 | -0.013 | -3.237 | -0.0067 | -1.6683 | -0.013 | -3.237 | -0.0067 | -1.6683
1218 | [35 empty] | 0 | 0 | 0.1 |  |  | 0 | 0 | 0.1 | [37 empty] | 0 | 0 | 0 | -0.0047 | -1.1703 | 0.0032 | 0.7968 | -0.0027 | -0.6723 | 0.0012 | 0.2988 | 0.0146 | 3.6354 | -0.013 | -3.237 | -0.0067 | -1.6683 | -0.013 | -3.237 | -0.0067 | -1.6683
1219 | [35 empty] | 0 | 0 | 0.1 |  |  | 0 | 0 | 0.1 | [37 empty] | 0 | 0 | 0 | -0.0047 | -1.1703 | 0.0032 | 0.7968 | -0.0027 | -0.6723 | 0.0012 | 0.2988 | 0.0146 | 3.6354 | -0.013 | -3.237 | -0.0067 | -1.6683 | -0.013 | -3.237 | -0.0067 | -1.6683
1220 | [35 empty] | 0 | 0 | 0.1 |  |  | 0 | 0 | 0.1 | [37 empty] | 0 | 0 | 0 | -0.0047 | -1.1703 | 0.0032 | 0.7968 | -0.0027 | -0.6723 | 0.0012 | 0.2988 | 0.0146 | 3.6354 | -0.013 | -3.237 | -0.0067 | -1.6683 | -0.013 | -3.237 | -0.0067 | -1.6683
1221 | [35 empty] | 0 | 0 | 0.1 |  |  | 0 | 0 | 0.1 | [37 empty] | 0 | 0 | 0 | -0.0047 | -1.1703 | 0.0032 | 0.7968 | -0.0027 | -0.6723 | 0.0012 | 0.2988 | 0.0146 | 3.6354 | -0.013 | -3.237 | -0.0067 | -1.6683 | -0.013 | -3.237 | -0.0067 | -1.6683
1222 | [35 empty] | 0 | 0 | 0.1 |  |  | 0 | 0 | 0.1 | [37 empty] | 0 | 0 | 0 | -0.0047 | -1.1703 | 0.0032 | 0.7968 | -0.0027 | -0.6723 | 0.0012 | 0.2988 | 0.0146 | 3.6354 | -0.013 | -3.237 | -0.0067 | -1.6683 | -0.013 | -3.237 | -0.0067 | -1.6683
1223 | [35 empty] | 0 | 0 | 0.1 |  |  | 0 | 0 | 0.1 | [37 empty] | 0 | 0 | 0 | -0.0047 | -1.1703 | 0.0032 | 0.7968 | -0.0027 | -0.6723 | 0.0012 | 0.2988 | 0.0146 | 3.6354 | -0.013 | -3.237 | -0.0067 | -1.6683 | -0.013 | -3.237 | -0.0067 | -1.6683
1224 | [35 empty] | 0 | 0 | 0.1 |  |  | 0 | 0 | 0.1 | [37 empty] | 0 | 0 | 0 | -0.0047 | -1.1703 | 0.0032 | 0.7968 | -0.0027 | -0.6723 | 0.0012 | 0.2988 | 0.0146 | 3.6354 | -0.013 | -3.237 | -0.0067 | -1.6683 | -0.013 | -3.237 | -0.0067 | -1.6683
1225 | [35 empty] | 0 | 0 | 0.1 |  |  | 0 | 0 | 0.1 | [37 empty] | 0 | 0 | 0 | -0.0047 | -1.1703 | 0.0032 | 0.7968 | -0.0027 | -0.6723 | 0.0012 | 0.2988 | 0.0146 | 3.6354 | -0.013 | -3.237 | -0.0067 | -1.6683 | -0.013 | -3.237 | -0.0067 | -1.6683
1226 | [35 empty] | 0 | 0 | 0.1 |  |  | 0 | 0 | 0.1 | [37 empty] | 0 | 0 | 0 | -0.0047 | -1.1703 | 0.0032 | 0.7968 | -0.0027 | -0.6723 | 0.0012 | 0.2988 | 0.0146 | 3.6354 | -0.013 | -3.237 | -0.0067 | -1.6683 | -0.013 | -3.237 | -0.0067 | -1.6683
1227 | [35 empty] | 0 | 0 | 0.1 |  |  | 0 | 0 | 0.1 | [37 empty] | 0 | 0 | 0 | -0.0047 | -1.1703 | 0.0032 | 0.7968 | -0.0027 | -0.6723 | 0.0012 | 0.2988 | 0.0146 | 3.6354 | -0.013 | -3.237 | -0.0067 | -1.6683 | -0.013 | -3.237 | -0.0067 | -1.6683
1228 | [35 empty] | 0 | 0 | 0.1 |  |  | 0 | 0 | 0.1 | [37 empty] | 0 | 0 | 0 | -0.0047 | -1.1703 | 0.0032 | 0.7968 | -0.0027 | -0.6723 | 0.0012 | 0.2988 | 0.0146 | 3.6354 | -0.013 | -3.237 | -0.0067 | -1.6683 | -0.013 | -3.237 | -0.0067 | -1.6683
1229 | [35 empty] | 0 | 0 | 0.1 |  |  | 0 | 0 | 0.1 | [37 empty] | 0 | 0 | 0 | -0.0047 | -1.1703 | 0.0032 | 0.7968 | -0.0027 | -0.6723 | 0.0012 | 0.2988 | 0.0146 | 3.6354 | -0.013 | -3.237 | -0.0067 | -1.6683 | -0.013 | -3.237 | -0.0067 | -1.6683
1230 | [35 empty] | 0 | 0 | 0.1 |  |  | 0 | 0 | 0.1 | [37 empty] | 0 | 0 | 0 | -0.0047 | -1.1703 | 0.0032 | 0.7968 | -0.0027 | -0.6723 | 0.0012 | 0.2988 | 0.0146 | 3.6354 | -0.013 | -3.237 | -0.0067 | -1.6683 | -0.013 | -3.237 | -0.0067 | -1.6683
1231 | [35 empty] | 0 | 0 | 0.1 |  |  | 0 | 0 | 0.1 | [37 empty] | 0 | 0 | 0 | -0.0047 | -1.1703 | 0.0032 | 0.7968 | -0.0027 | -0.6723 | 0.0012 | 0.2988 | 0.0146 | 3.6354 | -0.013 | -3.237 | -0.0067 | -1.6683 | -0.013 | -3.237 | -0.0067 | -1.6683
1232 | [35 empty] | 0 | 0 | 0.1 |  |  | 0 | 0 | 0.1 | [37 empty] | 0 | 0 | 0 | -0.0047 | -1.1703 | 0.0032 | 0.7968 | -0.0027 | -0.6723 | 0.0012 | 0.2988 | 0.0146 | 3.6354 | -0.013 | -3.237 | -0.0067 | -1.6683 | -0.013 | -3.237 | -0.0067 | -1.6683
1233 | [35 empty] | 0 | 0 | 0.1 |  |  | 0 | 0 | 0.1 | [37 empty] | 0 | 0 | 0 | -0.0047 | -1.1703 | 0.0032 | 0.7968 | -0.0027 | -0.6723 | 0.0012 | 0.2988 | 0.0146 | 3.6354 | -0.013 | -3.237 | -0.0067 | -1.6683 | -0.013 | -3.237 | -0.0067 | -1.6683
1234 | [35 empty] | 0 | 0 | 0.1 |  |  | 0 | 0 | 0.1 | [37 empty] | 0 | 0 | 0 | -0.0047 | -1.1703 | 0.0032 | 0.7968 | -0.0027 | -0.6723 | 0.0012 | 0.2988 | 0.0146 | 3.6354 | -0.013 | -3.237 | -0.0067 | -1.6683 | -0.013 | -3.237 | -0.0067 | -1.6683
1235 | [35 empty] | 0 | 0 | 0.1 |  |  | 0 | 0 | 0.1 | [37 empty] | 0 | 0 | 0 | -0.0047 | -1.1703 | 0.0032 | 0.7968 | -0.0027 | -0.6723 | 0.0012 | 0.2988 | 0.0146 | 3.6354 | -0.013 | -3.237 | -0.0067 | -1.6683 | -0.013 | -3.237 | -0.0067 | -1.6683
1236 | [35 empty] | 0 | 0 | 0.1 |  |  | 0 | 0 | 0.1 | [37 empty] | 0 | 0 | 0 | -0.0047 | -1.1703 | 0.0032 | 0.7968 | -0.0027 | -0.6723 | 0.0012 | 0.2988 | 0.0146 | 3.6354 | -0.013 | -3.237 | -0.0067 | -1.6683 | -0.013 | -3.237 | -0.0067 | -1.6683
1237 | [35 empty] | 0 | 0 | 0.1 |  |  | 0 | 0 | 0.1 | [37 empty] | 0 | 0 | 0 | -0.0047 | -1.1703 | 0.0032 | 0.7968 | -0.0027 | -0.6723 | 0.0012 | 0.2988 | 0.0146 | 3.6354 | -0.013 | -3.237 | -0.0067 | -1.6683 | -0.013 | -3.237 | -0.0067 | -1.6683
1238 | [35 empty] | 0 | 0 | 0.1 |  |  | 0 | 0 | 0.1 | [37 empty] | 0 | 0 | 0 | -0.0047 | -1.1703 | 0.0032 | 0.7968 | -0.0027 | -0.6723 | 0.0012 | 0.2988 | 0.0146 | 3.6354 | -0.013 | -3.237 | -0.0067 | -1.6683 | -0.013 | -3.237 | -0.0067 | -1.6683
1239 | [35 empty] | 0 | 0 | 0.1 |  |  | 0 | 0 | 0.1 | [37 empty] | 0 | 0 | 0 | -0.0047 | -1.1703 | 0.0032 | 0.7968 | -0.0027 | -0.6723 | 0.0012 | 0.2988 | 0.0146 | 3.6354 | -0.013 | -3.237 | -0.0067 | -1.6683 | -0.013 | -3.237 | -0.0067 | -1.6683
1240 | [35 empty] | 0 | 0 | 0.1 |  |  | 0 | 0 | 0.1 | [37 empty] | 0 | 0 | 0 | -0.0047 | -1.1703 | 0.0032 | 0.7968 | -0.0027 | -0.6723 | 0.0012 | 0.2988 | 0.0146 | 3.6354 | -0.013 | -3.237 | -0.0067 | -1.6683 | -0.013 | -3.237 | -0.0067 | -1.6683
1241 | [35 empty] | 0 | 0 | 0.1 |  |  | 0 | 0 | 0.1 | [37 empty] | 0 | 0 | 0 | -0.0047 | -1.1703 | 0.0032 | 0.7968 | -0.0027 | -0.6723 | 0.0012 | 0.2988 | 0.0146 | 3.6354 | -0.013 | -3.237 | -0.0067 | -1.6683 | -0.013 | -3.237 | -0.0067 | -1.6683
1242 | [35 empty] | 0 | 0 | 0.1 |  |  | 0 | 0 | 0.1 | [37 empty] | 0 | 0 | 0 | -0.0047 | -1.1703 | 0.0032 | 0.7968 | -0.0027 | -0.6723 | 0.0012 | 0.2988 | 0.0146 | 3.6354 | -0.013 | -3.237 | -0.0067 | -1.6683 | -0.013 | -3.237 | -0.0067 | -1.6683
1243 | [35 empty] | 0 | 0 | 0.1 |  |  | 0 | 0 | 0.1 | [37 empty] | 0 | 0 | 0 | -0.0047 | -1.1703 | 0.0032 | 0.7968 | -0.0027 | -0.6723 | 0.0012 | 0.2988 | 0.0146 | 3.6354 | -0.013 | -3.237 | -0.0067 | -1.6683 | -0.013 | -3.237 | -0.0067 | -1.6683
1244 | [35 empty] | 0 | 0 | 0.1 |  |  | 0 | 0 | 0.1 | [37 empty] | 0 | 0 | 0 | -0.0047 | -1.1703 | 0.0032 | 0.7968 | -0.0027 | -0.6723 | 0.0012 | 0.2988 | 0.0146 | 3.6354 | -0.013 | -3.237 | -0.0067 | -1.6683 | -0.013 | -3.237 | -0.0067 | -1.6683
1245 | [35 empty] | 0 | 0 | 0.1 |  |  | 0 | 0 | 0.1 | [37 empty] | 0 | 0 | 0 | -0.0047 | -1.1703 | 0.0032 | 0.7968 | -0.0027 | -0.6723 | 0.0012 | 0.2988 | 0.0146 | 3.6354 | -0.013 | -3.237 | -0.0067 | -1.6683 | -0.013 | -3.237 | -0.0067 | -1.6683
1246 | [35 empty] | 0 | 0 | 0.1 |  |  | 0 | 0 | 0.1 | [37 empty] | 0 | 0 | 0 | -0.0047 | -1.1703 | 0.0032 | 0.7968 | -0.0027 | -0.6723 | 0.0012 | 0.2988 | 0.0146 | 3.6354 | -0.013 | -3.237 | -0.0067 | -1.6683 | -0.013 | -3.237 | -0.0067 | -1.6683
1247 | [35 empty] | 0 | 0 | 0.1 |  |  | 0 | 0 | 0.1 | [37 empty] | 0 | 0 | 0 | -0.0047 | -1.1703 | 0.0032 | 0.7968 | -0.0027 | -0.6723 | 0.0012 | 0.2988 | 0.0146 | 3.6354 | -0.013 | -3.237 | -0.0067 | -1.6683 | -0.013 | -3.237 | -0.0067 | -1.6683
1248 | [35 empty] | 0 | 0 | 0.1 |  |  | 0 | 0 | 0.1 | [37 empty] | 0 | 0 | 0 | -0.0047 | -1.1703 | 0.0032 | 0.7968 | -0.0027 | -0.6723 | 0.0012 | 0.2988 | 0.0146 | 3.6354 | -0.013 | -3.237 | -0.0067 | -1.6683 | -0.013 | -3.237 | -0.0067 | -1.6683
1249 | [35 empty] | 0 | 0 | 0.1 |  |  | 0 | 0 | 0.1 | [37 empty] | 0 | 0 | 0 | -0.0047 | -1.1703 | 0.0032 | 0.7968 | -0.0027 | -0.6723 | 0.0012 | 0.2988 | 0.0146 | 3.6354 | -0.013 | -3.237 | -0.0067 | -1.6683 | -0.013 | -3.237 | -0.0067 | -1.6683
1250 | [35 empty] | 0 | 0 | 0.1 |  |  | 0 | 0 | 0.1 | [37 empty] | 0 | 0 | 0 | -0.0047 | -1.1703 | 0.0032 | 0.7968 | -0.0027 | -0.6723 | 0.0012 | 0.2988 | 0.0146 | 3.6354 | -0.013 | -3.237 | -0.0067 | -1.6683 | -0.013 | -3.237 | -0.0067 | -1.6683
1251 | [35 empty] | 0 | 0 | 0.1 |  |  | 0 | 0 | 0.1 | [37 empty] | 0 | 0 | 0 | -0.0047 | -1.1703 | 0.0032 | 0.7968 | -0.0027 | -0.6723 | 0.0012 | 0.2988 | 0.0146 | 3.6354 | -0.013 | -3.237 | -0.0067 | -1.6683 | -0.013 | -3.237 | -0.0067 | -1.6683
1252 | [35 empty] | 0 | 0 | 0.1 |  |  | 0 | 0 | 0.1 | [37 empty] | 0 | 0 | 0 | -0.0047 | -1.1703 | 0.0032 | 0.7968 | -0.0027 | -0.6723 | 0.0012 | 0.2988 | 0.0146 | 3.6354 | -0.013 | -3.237 | -0.0067 | -1.6683 | -0.013 | -3.237 | -0.0067 | -1.6683
1253 | [35 empty] | 0 | 0 | 0.1 |  |  | 0 | 0 | 0.1 | [37 empty] | 0 | 0 | 0 | -0.0047 | -1.1703 | 0.0032 | 0.7968 | -0.0027 | -0.6723 | 0.0012 | 0.2988 | 0.0146 | 3.6354 | -0.013 | -3.237 | -0.0067 | -1.6683 | -0.013 | -3.237 | -0.0067 | -1.6683
1254 | [35 empty] | 0 | 0 | 0.1 |  |  | 0 | 0 | 0.1 | [37 empty] | 0 | 0 | 0 | -0.0047 | -1.1703 | 0.0032 | 0.7968 | -0.0027 | -0.6723 | 0.0012 | 0.2988 | 0.0146 | 3.6354 | -0.013 | -3.237 | -0.0067 | -1.6683 | -0.013 | -3.237 | -0.0067 | -1.6683
1255 | [35 empty] | 0 | 0 | 0.1 |  |  | 0 | 0 | 0.1 | [37 empty] | 0 | 0 | 0 | -0.0047 | -1.1703 | 0.0032 | 0.7968 | -0.0027 | -0.6723 | 0.0012 | 0.2988 | 0.0146 | 3.6354 | -0.013 | -3.237 | -0.0067 | -1.6683 | -0.013 | -3.237 | -0.0067 | -1.6683
1256 | [35 empty] | 0 | 0 | 0.1 |  |  | 0 | 0 | 0.1 | [37 empty] | 0 | 0 | 0 | -0.0047 | -1.1703 | 0.0032 | 0.7968 | -0.0027 | -0.6723 | 0.0012 | 0.2988 | 0.0146 | 3.6354 | -0.013 | -3.237 | -0.0067 | -1.6683 | -0.013 | -3.237 | -0.0067 | -1.6683
1257 | [35 empty] | 0 | 0 | 0.1 |  |  | 0 | 0 | 0.1 | [37 empty] | 0 | 0 | 0 | -0.0047 | -1.1703 | 0.0032 | 0.7968 | -0.0027 | -0.6723 | 0.0012 | 0.2988 | 0.0146 | 3.6354 | -0.013 | -3.237 | -0.0067 | -1.6683 | -0.013 | -3.237 | -0.0067 | -1.6683
1258 | [35 empty] | 0 | 0 | 0.1 |  |  | 0 | 0 | 0.1 | [37 empty] | 0 | 0 | 0 | -0.0047 | -1.1703 | 0.0032 | 0.7968 | -0.0027 | -0.6723 | 0.0012 | 0.2988 | 0.0146 | 3.6354 | -0.013 | -3.237 | -0.0067 | -1.6683 | -0.013 | -3.237 | -0.0067 | -1.6683
1259 | [35 empty] | 0 | 0 | 0.1 |  |  | 0 | 0 | 0.1 | [37 empty] | 0 | 0 | 0 | -0.0047 | -1.1703 | 0.0032 | 0.7968 | -0.0027 | -0.6723 | 0.0012 | 0.2988 | 0.0146 | 3.6354 | -0.013 | -3.237 | -0.0067 | -1.6683 | -0.013 | -3.237 | -0.0067 | -1.6683
1260 | [35 empty] | 0 | 0 | 0.1 |  |  | 0 | 0 | 0.1 | [37 empty] | 0 | 0 | 0 | -0.0047 | -1.1703 | 0.0032 | 0.7968 | -0.0027 | -0.6723 | 0.0012 | 0.2988 | 0.0146 | 3.6354 | -0.013 | -3.237 | -0.0067 | -1.6683 | -0.013 | -3.237 | -0.0067 | -1.6683
1261 | [35 empty] | 0 | 0 | 0.1 |  |  | 0 | 0 | 0.1 | [37 empty] | 0 | 0 | 0 | -0.0047 | -1.1703 | 0.0032 | 0.7968 | -0.0027 | -0.6723 | 0.0012 | 0.2988 | 0.0146 | 3.6354 | -0.013 | -3.237 | -0.0067 | -1.6683 | -0.013 | -3.237 | -0.0067 | -1.6683
1262 | [35 empty] | 0 | 0 | 0.1 |  |  | 0 | 0 | 0.1 | [37 empty] | 0 | 0 | 0 | -0.0047 | -1.1703 | 0.0032 | 0.7968 | -0.0027 | -0.6723 | 0.0012 | 0.2988 | 0.0146 | 3.6354 | -0.013 | -3.237 | -0.0067 | -1.6683 | -0.013 | -3.237 | -0.0067 | -1.6683
1263 | [35 empty] | 0 | 0 | 0.1 |  |  | 0 | 0 | 0.1 | [37 empty] | 0 | 0 | 0 | -0.0047 | -1.1703 | 0.0032 | 0.7968 | -0.0027 | -0.6723 | 0.0012 | 0.2988 | 0.0146 | 3.6354 | -0.013 | -3.237 | -0.0067 | -1.6683 | -0.013 | -3.237 | -0.0067 | -1.6683
1264 | [35 empty] | 0 | 0 | 0.1 |  |  | 0 | 0 | 0.1 | [37 empty] | 0 | 0 | 0 | -0.0047 | -1.1703 | 0.0032 | 0.7968 | -0.0027 | -0.6723 | 0.0012 | 0.2988 | 0.0146 | 3.6354 | -0.013 | -3.237 | -0.0067 | -1.6683 | -0.013 | -3.237 | -0.0067 | -1.6683
1265 | [35 empty] | 0 | 0 | 0.1 |  |  | 0 | 0 | 0.1 | [37 empty] | 0 | 0 | 0 | -0.0047 | -1.1703 | 0.0032 | 0.7968 | -0.0027 | -0.6723 | 0.0012 | 0.2988 | 0.0146 | 3.6354 | -0.013 | -3.237 | -0.0067 | -1.6683 | -0.013 | -3.237 | -0.0067 | -1.6683
1266 | [35 empty] | 0 | 0 | 0.1 |  |  | 0 | 0 | 0.1 | [37 empty] | 0 | 0 | 0 | -0.0047 | -1.1703 | 0.0032 | 0.7968 | -0.0027 | -0.6723 | 0.0012 | 0.2988 | 0.0146 | 3.6354 | -0.013 | -3.237 | -0.0067 | -1.6683 | -0.013 | -3.237 | -0.0067 | -1.6683
1267 | [35 empty] | 0 | 0 | 0.1 |  |  | 0 | 0 | 0.1 | [37 empty] | 0 | 0 | 0 | -0.0047 | -1.1703 | 0.0032 | 0.7968 | -0.0027 | -0.6723 | 0.0012 | 0.2988 | 0.0146 | 3.6354 | -0.013 | -3.237 | -0.0067 | -1.6683 | -0.013 | -3.237 | -0.0067 | -1.6683
1268 | [35 empty] | 0 | 0 | 0.1 |  |  | 0 | 0 | 0.1 | [37 empty] | 0 | 0 | 0 | -0.0047 | -1.1703 | 0.0032 | 0.7968 | -0.0027 | -0.6723 | 0.0012 | 0.2988 | 0.0146 | 3.6354 | -0.013 | -3.237 | -0.0067 | -1.6683 | -0.013 | -3.237 | -0.0067 | -1.6683
1269 | [35 empty] | 0 | 0 | 0.1 |  |  | 0 | 0 | 0.1 | [37 empty] | 0 | 0 | 0 | -0.0047 | -1.1703 | 0.0032 | 0.7968 | -0.0027 | -0.6723 | 0.0012 | 0.2988 | 0.0146 | 3.6354 | -0.013 | -3.237 | -0.0067 | -1.6683 | -0.013 | -3.237 | -0.0067 | -1.6683
1270 | [35 empty] | 0 | 0 | 0.1 |  |  | 0 | 0 | 0.1 | [37 empty] | 0 | 0 | 0 | -0.0047 | -1.1703 | 0.0032 | 0.7968 | -0.0027 | -0.6723 | 0.0012 | 0.2988 | 0.0146 | 3.6354 | -0.013 | -3.237 | -0.0067 | -1.6683 | -0.013 | -3.237 | -0.0067 | -1.6683
1271 | [35 empty] | 0 | 0 | 0.1 |  |  | 0 | 0 | 0.1 | [37 empty] | 0 | 0 | 0 | -0.0047 | -1.1703 | 0.0032 | 0.7968 | -0.0027 | -0.6723 | 0.0012 | 0.2988 | 0.0146 | 3.6354 | -0.013 | -3.237 | -0.0067 | -1.6683 | -0.013 | -3.237 | -0.0067 | -1.6683
1272 | [35 empty] | 0 | 0 | 0.1 |  |  | 0 | 0 | 0.1 | [37 empty] | 0 | 0 | 0 | -0.0047 | -1.1703 | 0.0032 | 0.7968 | -0.0027 | -0.6723 | 0.0012 | 0.2988 | 0.0146 | 3.6354 | -0.013 | -3.237 | -0.0067 | -1.6683 | -0.013 | -3.237 | -0.0067 | -1.6683
1273 | [35 empty] | 0 | 0 | 0.1 |  |  | 0 | 0 | 0.1 | [37 empty] | 0 | 0 | 0 | -0.0047 | -1.1703 | 0.0032 | 0.7968 | -0.0027 | -0.6723 | 0.0012 | 0.2988 | 0.0146 | 3.6354 | -0.013 | -3.237 | -0.0067 | -1.6683 | -0.013 | -3.237 | -0.0067 | -1.6683
1274 | [35 empty] | 0 | 0 | 0.1 |  |  | 0 | 0 | 0.1 | [37 empty] | 0 | 0 | 0 | -0.0047 | -1.1703 | 0.0032 | 0.7968 | -0.0027 | -0.6723 | 0.0012 | 0.2988 | 0.0146 | 3.6354 | -0.013 | -3.237 | -0.0067 | -1.6683 | -0.013 | -3.237 | -0.0067 | -1.6683
1275 | [35 empty] | 0 | 0 | 0.1 |  |  | 0 | 0 | 0.1 | [37 empty] | 0 | 0 | 0 | -0.0047 | -1.1703 | 0.0032 | 0.7968 | -0.0027 | -0.6723 | 0.0012 | 0.2988 | 0.0146 | 3.6354 | -0.013 | -3.237 | -0.0067 | -1.6683 | -0.013 | -3.237 | -0.0067 | -1.6683
1276 | [35 empty] | 0 | 0 | 0.1 |  |  | 0 | 0 | 0.1 | [37 empty] | 0 | 0 | 0 | -0.0047 | -1.1703 | 0.0032 | 0.7968 | -0.0027 | -0.6723 | 0.0012 | 0.2988 | 0.0146 | 3.6354 | -0.013 | -3.237 | -0.0067 | -1.6683 | -0.013 | -3.237 | -0.0067 | -1.6683
1277 | [35 empty] | 0 | 0 | 0.1 |  |  | 0 | 0 | 0.1 | [37 empty] | 0 | 0 | 0 | -0.0047 | -1.1703 | 0.0032 | 0.7968 | -0.0027 | -0.6723 | 0.0012 | 0.2988 | 0.0146 | 3.6354 | -0.013 | -3.237 | -0.0067 | -1.6683 | -0.013 | -3.237 | -0.0067 | -1.6683
1278 | [35 empty] | 0 | 0 | 0.1 |  |  | 0 | 0 | 0.1 | [37 empty] | 0 | 0 | 0 | -0.0047 | -1.1703 | 0.0032 | 0.7968 | -0.0027 | -0.6723 | 0.0012 | 0.2988 | 0.0146 | 3.6354 | -0.013 | -3.237 | -0.0067 | -1.6683 | -0.013 | -3.237 | -0.0067 | -1.6683
1279 | [35 empty] | 0 | 0 | 0.1 |  |  | 0 | 0 | 0.1 | [37 empty] | 0 | 0 | 0 | -0.0047 | -1.1703 | 0.0032 | 0.7968 | -0.0027 | -0.6723 | 0.0012 | 0.2988 | 0.0146 | 3.6354 | -0.013 | -3.237 | -0.0067 | -1.6683 | -0.013 | -3.237 | -0.0067 | -1.6683
1280 | [35 empty] | 0 | 0 | 0.1 |  |  | 0 | 0 | 0.1 | [37 empty] | 0 | 0 | 0 | -0.0047 | -1.1703 | 0.0032 | 0.7968 | -0.0027 | -0.6723 | 0.0012 | 0.2988 | 0.0146 | 3.6354 | -0.013 | -3.237 | -0.0067 | -1.6683 | -0.013 | -3.237 | -0.0067 | -1.6683
1281 | [35 empty] | 0 | 0 | 0.1 |  |  | 0 | 0 | 0.1 | [37 empty] | 0 | 0 | 0 | -0.0047 | -1.1703 | 0.0032 | 0.7968 | -0.0027 | -0.6723 | 0.0012 | 0.2988 | 0.0146 | 3.6354 | -0.013 | -3.237 | -0.0067 | -1.6683 | -0.013 | -3.237 | -0.0067 | -1.6683
1282 | [35 empty] | 0 | 0 | 0.1 |  |  | 0 | 0 | 0.1 | [37 empty] | 0 | 0 | 0 | -0.0047 | -1.1703 | 0.0032 | 0.7968 | -0.0027 | -0.6723 | 0.0012 | 0.2988 | 0.0146 | 3.6354 | -0.013 | -3.237 | -0.0067 | -1.6683 | -0.013 | -3.237 | -0.0067 | -1.6683
1283 | [35 empty] | 0 | 0 | 0.1 |  |  | 0 | 0 | 0.1 | [37 empty] | 0 | 0 | 0 | -0.0047 | -1.1703 | 0.0032 | 0.7968 | -0.0027 | -0.6723 | 0.0012 | 0.2988 | 0.0146 | 3.6354 | -0.013 | -3.237 | -0.0067 | -1.6683 | -0.013 | -3.237 | -0.0067 | -1.6683
1284 | [35 empty] | 0 | 0 | 0.1 |  |  | 0 | 0 | 0.1 | [37 empty] | 0 | 0 | 0 | -0.0047 | -1.1703 | 0.0032 | 0.7968 | -0.0027 | -0.6723 | 0.0012 | 0.2988 | 0.0146 | 3.6354 | -0.013 | -3.237 | -0.0067 | -1.6683 | -0.013 | -3.237 | -0.0067 | -1.6683
1285 | [35 empty] | 0 | 0 | 0.1 |  |  | 0 | 0 | 0.1 | [37 empty] | 0 | 0 | 0 | -0.0047 | -1.1703 | 0.0032 | 0.7968 | -0.0027 | -0.6723 | 0.0012 | 0.2988 | 0.0146 | 3.6354 | -0.013 | -3.237 | -0.0067 | -1.6683 | -0.013 | -3.237 | -0.0067 | -1.6683
1286 | [35 empty] | 0 | 0 | 0.1 |  |  | 0 | 0 | 0.1 | [37 empty] | 0 | 0 | 0 | -0.0047 | -1.1703 | 0.0032 | 0.7968 | -0.0027 | -0.6723 | 0.0012 | 0.2988 | 0.0146 | 3.6354 | -0.013 | -3.237 | -0.0067 | -1.6683 | -0.013 | -3.237 | -0.0067 | -1.6683
1287 | [35 empty] | 0 | 0 | 0.1 |  |  | 0 | 0 | 0.1 | [37 empty] | 0 | 0 | 0 | -0.0047 | -1.1703 | 0.0032 | 0.7968 | -0.0027 | -0.6723 | 0.0012 | 0.2988 | 0.0146 | 3.6354 | -0.013 | -3.237 | -0.0067 | -1.6683 | -0.013 | -3.237 | -0.0067 | -1.6683
1288 | [35 empty] | 0 | 0 | 0.1 |  |  | 0 | 0 | 0.1 | [37 empty] | 0 | 0 | 0 | -0.0047 | -1.1703 | 0.0032 | 0.7968 | -0.0027 | -0.6723 | 0.0012 | 0.2988 | 0.0146 | 3.6354 | -0.013 | -3.237 | -0.0067 | -1.6683 | -0.013 | -3.237 | -0.0067 | -1.6683
1289 | [35 empty] | 0 | 0 | 0.1 |  |  | 0 | 0 | 0.1 | [37 empty] | 0 | 0 | 0 | -0.0047 | -1.1703 | 0.0032 | 0.7968 | -0.0027 | -0.6723 | 0.0012 | 0.2988 | 0.0146 | 3.6354 | -0.013 | -3.237 | -0.0067 | -1.6683 | -0.013 | -3.237 | -0.0067 | -1.6683
1290 | [35 empty] | 0 | 0 | 0.1 |  |  | 0 | 0 | 0.1 | [37 empty] | 0 | 0 | 0 | -0.0047 | -1.1703 | 0.0032 | 0.7968 | -0.0027 | -0.6723 | 0.0012 | 0.2988 | 0.0146 | 3.6354 | -0.013 | -3.237 | -0.0067 | -1.6683 | -0.013 | -3.237 | -0.0067 | -1.6683
1291 | [35 empty] | 0 | 0 | 0.1 |  |  | 0 | 0 | 0.1 | [37 empty] | 0 | 0 | 0 | -0.0047 | -1.1703 | 0.0032 | 0.7968 | -0.0027 | -0.6723 | 0.0012 | 0.2988 | 0.0146 | 3.6354 | -0.013 | -3.237 | -0.0067 | -1.6683 | -0.013 | -3.237 | -0.0067 | -1.6683
1292 | [35 empty] | 0 | 0 | 0.1 |  |  | 0 | 0 | 0.1 | [37 empty] | 0 | 0 | 0 | -0.0047 | -1.1703 | 0.0032 | 0.7968 | -0.0027 | -0.6723 | 0.0012 | 0.2988 | 0.0146 | 3.6354 | -0.013 | -3.237 | -0.0067 | -1.6683 | -0.013 | -3.237 | -0.0067 | -1.6683
1293 | [35 empty] | 0 | 0 | 0.1 |  |  | 0 | 0 | 0.1 | [37 empty] | 0 | 0 | 0 | -0.0047 | -1.1703 | 0.0032 | 0.7968 | -0.0027 | -0.6723 | 0.0012 | 0.2988 | 0.0146 | 3.6354 | -0.013 | -3.237 | -0.0067 | -1.6683 | -0.013 | -3.237 | -0.0067 | -1.6683
1294 | [35 empty] | 0 | 0 | 0.1 |  |  | 0 | 0 | 0.1 | [37 empty] | 0 | 0 | 0 | -0.0047 | -1.1703 | 0.0032 | 0.7968 | -0.0027 | -0.6723 | 0.0012 | 0.2988 | 0.0146 | 3.6354 | -0.013 | -3.237 | -0.0067 | -1.6683 | -0.013 | -3.237 | -0.0067 | -1.6683
1295 | [35 empty] | 0 | 0 | 0.1 |  |  | 0 | 0 | 0.1 | [37 empty] | 0 | 0 | 0 | -0.0047 | -1.1703 | 0.0032 | 0.7968 | -0.0027 | -0.6723 | 0.0012 | 0.2988 | 0.0146 | 3.6354 | -0.013 | -3.237 | -0.0067 | -1.6683 | -0.013 | -3.237 | -0.0067 | -1.6683
1296 | [35 empty] | 0 | 0 | 0.1 |  |  | 0 | 0 | 0.1 | [37 empty] | 0 | 0 | 0 | -0.0047 | -1.1703 | 0.0032 | 0.7968 | -0.0027 | -0.6723 | 0.0012 | 0.2988 | 0.0146 | 3.6354 | -0.013 | -3.237 | -0.0067 | -1.6683 | -0.013 | -3.237 | -0.0067 | -1.6683
1297 | [35 empty] | 0 | 0 | 0.1 |  |  | 0 | 0 | 0.1 | [37 empty] | 0 | 0 | 0 | -0.0047 | -1.1703 | 0.0032 | 0.7968 | -0.0027 | -0.6723 | 0.0012 | 0.2988 | 0.0146 | 3.6354 | -0.013 | -3.237 | -0.0067 | -1.6683 | -0.013 | -3.237 | -0.0067 | -1.6683
1298 | [35 empty] | 0 | 0 | 0.1 |  |  | 0 | 0 | 0.1 | [37 empty] | 0 | 0 | 0 | -0.0047 | -1.1703 | 0.0032 | 0.7968 | -0.0027 | -0.6723 | 0.0012 | 0.2988 | 0.0146 | 3.6354 | -0.013 | -3.237 | -0.0067 | -1.6683 | -0.013 | -3.237 | -0.0067 | -1.6683
1299 | [35 empty] | 0 | 0 | 0.1 |  |  | 0 | 0 | 0.1 | [37 empty] | 0 | 0 | 0 | -0.0047 | -1.1703 | 0.0032 | 0.7968 | -0.0027 | -0.6723 | 0.0012 | 0.2988 | 0.0146 | 3.6354 | -0.013 | -3.237 | -0.0067 | -1.6683 | -0.013 | -3.237 | -0.0067 | -1.6683
1300 | [35 empty] | 0 | 0 | 0.1 |  |  | 0 | 0 | 0.1 | [37 empty] | 0 | 0 | 0 | -0.0047 | -1.1703 | 0.0032 | 0.7968 | -0.0027 | -0.6723 | 0.0012 | 0.2988 | 0.0146 | 3.6354 | -0.013 | -3.237 | -0.0067 | -1.6683 | -0.013 | -3.237 | -0.0067 | -1.6683
1301 | [35 empty] | 0 | 0 | 0.1 |  |  | 0 | 0 | 0.1 | [37 empty] | 0 | 0 | 0 | -0.0047 | -1.1703 | 0.0032 | 0.7968 | -0.0027 | -0.6723 | 0.0012 | 0.2988 | 0.0146 | 3.6354 | -0.013 | -3.237 | -0.0067 | -1.6683 | -0.013 | -3.237 | -0.0067 | -1.6683
1302 | [35 empty] | 0 | 0 | 0.1 |  |  | 0 | 0 | 0.1 | [37 empty] | 0 | 0 | 0 | -0.0047 | -1.1703 | 0.0032 | 0.7968 | -0.0027 | -0.6723 | 0.0012 | 0.2988 | 0.0146 | 3.6354 | -0.013 | -3.237 | -0.0067 | -1.6683 | -0.013 | -3.237 | -0.0067 | -1.6683
1303 | [35 empty] | 0 | 0 | 0.1 |  |  | 0 | 0 | 0.1 | [37 empty] | 0 | 0 | 0 | -0.0047 | -1.1703 | 0.0032 | 0.7968 | -0.0027 | -0.6723 | 0.0012 | 0.2988 | 0.0146 | 3.6354 | -0.013 | -3.237 | -0.0067 | -1.6683 | -0.013 | -3.237 | -0.0067 | -1.6683
1304 | [35 empty] | 0 | 0 | 0.1 |  |  | 0 | 0 | 0.1 | [37 empty] | 0 | 0 | 0 | -0.0047 | -1.1703 | 0.0032 | 0.7968 | -0.0027 | -0.6723 | 0.0012 | 0.2988 | 0.0146 | 3.6354 | -0.013 | -3.237 | -0.0067 | -1.6683 | -0.013 | -3.237 | -0.0067 | -1.6683
1305 | [35 empty] | 0 | 0 | 0.1 |  |  | 0 | 0 | 0.1 | [37 empty] | 0 | 0 | 0 | -0.0047 | -1.1703 | 0.0032 | 0.7968 | -0.0027 | -0.6723 | 0.0012 | 0.2988 | 0.0146 | 3.6354 | -0.013 | -3.237 | -0.0067 | -1.6683 | -0.013 | -3.237 | -0.0067 | -1.6683
1306 | [35 empty] | 0 | 0 | 0.1 |  |  | 0 | 0 | 0.1 | [37 empty] | 0 | 0 | 0 | -0.0047 | -1.1703 | 0.0032 | 0.7968 | -0.0027 | -0.6723 | 0.0012 | 0.2988 | 0.0146 | 3.6354 | -0.013 | -3.237 | -0.0067 | -1.6683 | -0.013 | -3.237 | -0.0067 | -1.6683
1307 | [35 empty] | 0 | 0 | 0.1 |  |  | 0 | 0 | 0.1 | [37 empty] | 0 | 0 | 0 | -0.0047 | -1.1703 | 0.0032 | 0.7968 | -0.0027 | -0.6723 | 0.0012 | 0.2988 | 0.0146 | 3.6354 | -0.013 | -3.237 | -0.0067 | -1.6683 | -0.013 | -3.237 | -0.0067 | -1.6683
1308 | [35 empty] | 0 | 0 | 0.1 |  |  | 0 | 0 | 0.1 | [37 empty] | 0 | 0 | 0 | -0.0047 | -1.1703 | 0.0032 | 0.7968 | -0.0027 | -0.6723 | 0.0012 | 0.2988 | 0.0146 | 3.6354 | -0.013 | -3.237 | -0.0067 | -1.6683 | -0.013 | -3.237 | -0.0067 | -1.6683
1309 | [35 empty] | 0 | 0 | 0.1 |  |  | 0 | 0 | 0.1 | [37 empty] | 0 | 0 | 0 | -0.0047 | -1.1703 | 0.0032 | 0.7968 | -0.0027 | -0.6723 | 0.0012 | 0.2988 | 0.0146 | 3.6354 | -0.013 | -3.237 | -0.0067 | -1.6683 | -0.013 | -3.237 | -0.0067 | -1.6683
1310 | [35 empty] | 0 | 0 | 0.1 |  |  | 0 | 0 | 0.1 | [37 empty] | 0 | 0 | 0 | -0.0047 | -1.1703 | 0.0032 | 0.7968 | -0.0027 | -0.6723 | 0.0012 | 0.2988 | 0.0146 | 3.6354 | -0.013 | -3.237 | -0.0067 | -1.6683 | -0.013 | -3.237 | -0.0067 | -1.6683
1311 | [35 empty] | 0 | 0 | 0.1 |  |  | 0 | 0 | 0.1 | [37 empty] | 0 | 0 | 0 | -0.0047 | -1.1703 | 0.0032 | 0.7968 | -0.0027 | -0.6723 | 0.0012 | 0.2988 | 0.0146 | 3.6354 | -0.013 | -3.237 | -0.0067 | -1.6683 | -0.013 | -3.237 | -0.0067 | -1.6683
1312 | [35 empty] | 0 | 0 | 0.1 |  |  | 0 | 0 | 0.1 | [37 empty] | 0 | 0 | 0 | -0.0047 | -1.1703 | 0.0032 | 0.7968 | -0.0027 | -0.6723 | 0.0012 | 0.2988 | 0.0146 | 3.6354 | -0.013 | -3.237 | -0.0067 | -1.6683 | -0.013 | -3.237 | -0.0067 | -1.6683
1313 | [35 empty] | 0 | 0 | 0.1 |  |  | 0 | 0 | 0.1 | [37 empty] | 0 | 0 | 0 | -0.0047 | -1.1703 | 0.0032 | 0.7968 | -0.0027 | -0.6723 | 0.0012 | 0.2988 | 0.0146 | 3.6354 | -0.013 | -3.237 | -0.0067 | -1.6683 | -0.013 | -3.237 | -0.0067 | -1.6683
1314 | [35 empty] | 0 | 0 | 0.1 |  |  | 0 | 0 | 0.1 | [37 empty] | 0 | 0 | 0 | -0.0047 | -1.1703 | 0.0032 | 0.7968 | -0.0027 | -0.6723 | 0.0012 | 0.2988 | 0.0146 | 3.6354 | -0.013 | -3.237 | -0.0067 | -1.6683 | -0.013 | -3.237 | -0.0067 | -1.6683
1315 | [35 empty] | 0 | 0 | 0.1 |  |  | 0 | 0 | 0.1 | [37 empty] | 0 | 0 | 0 | -0.0047 | -1.1703 | 0.0032 | 0.7968 | -0.0027 | -0.6723 | 0.0012 | 0.2988 | 0.0146 | 3.6354 | -0.013 | -3.237 | -0.0067 | -1.6683 | -0.013 | -3.237 | -0.0067 | -1.6683
1316 | [35 empty] | 0 | 0 | 0.1 |  |  | 0 | 0 | 0.1 | [37 empty] | 0 | 0 | 0 | -0.0047 | -1.1703 | 0.0032 | 0.7968 | -0.0027 | -0.6723 | 0.0012 | 0.2988 | 0.0146 | 3.6354 | -0.013 | -3.237 | -0.0067 | -1.6683 | -0.013 | -3.237 | -0.0067 | -1.6683
1317 | [35 empty] | 0 | 0 | 0.1 |  |  | 0 | 0 | 0.1 | [37 empty] | 0 | 0 | 0 | -0.0047 | -1.1703 | 0.0032 | 0.7968 | -0.0027 | -0.6723 | 0.0012 | 0.2988 | 0.0146 | 3.6354 | -0.013 | -3.237 | -0.0067 | -1.6683 | -0.013 | -3.237 | -0.0067 | -1.6683
1318 | [35 empty] | 0 | 0 | 0.1 |  |  | 0 | 0 | 0.1 | [37 empty] | 0 | 0 | 0 | -0.0047 | -1.1703 | 0.0032 | 0.7968 | -0.0027 | -0.6723 | 0.0012 | 0.2988 | 0.0146 | 3.6354 | -0.013 | -3.237 | -0.0067 | -1.6683 | -0.013 | -3.237 | -0.0067 | -1.6683
1319 | [35 empty] | 0 | 0 | 0.1 |  |  | 0 | 0 | 0.1 | [37 empty] | 0 | 0 | 0 | -0.0047 | -1.1703 | 0.0032 | 0.7968 | -0.0027 | -0.6723 | 0.0012 | 0.2988 | 0.0146 | 3.6354 | -0.013 | -3.237 | -0.0067 | -1.6683 | -0.013 | -3.237 | -0.0067 | -1.6683
1320 | [35 empty] | 0 | 0 | 0.1 |  |  | 0 | 0 | 0.1 | [37 empty] | 0 | 0 | 0 | -0.0047 | -1.1703 | 0.0032 | 0.7968 | -0.0027 | -0.6723 | 0.0012 | 0.2988 | 0.0146 | 3.6354 | -0.013 | -3.237 | -0.0067 | -1.6683 | -0.013 | -3.237 | -0.0067 | -1.6683
1321 | [35 empty] | 0 | 0 | 0.1 |  |  | 0 | 0 | 0.1 | [37 empty] | 0 | 0 | 0 | -0.0047 | -1.1703 | 0.0032 | 0.7968 | -0.0027 | -0.6723 | 0.0012 | 0.2988 | 0.0146 | 3.6354 | -0.013 | -3.237 | -0.0067 | -1.6683 | -0.013 | -3.237 | -0.0067 | -1.6683
1322 | [35 empty] | 0 | 0 | 0.1 |  |  | 0 | 0 | 0.1 | [37 empty] | 0 | 0 | 0 | -0.0047 | -1.1703 | 0.0032 | 0.7968 | -0.0027 | -0.6723 | 0.0012 | 0.2988 | 0.0146 | 3.6354 | -0.013 | -3.237 | -0.0067 | -1.6683 | -0.013 | -3.237 | -0.0067 | -1.6683
1323 | [35 empty] | 0 | 0 | 0.1 |  |  | 0 | 0 | 0.1 | [37 empty] | 0 | 0 | 0 | -0.0047 | -1.1703 | 0.0032 | 0.7968 | -0.0027 | -0.6723 | 0.0012 | 0.2988 | 0.0146 | 3.6354 | -0.013 | -3.237 | -0.0067 | -1.6683 | -0.013 | -3.237 | -0.0067 | -1.6683
1324 | [35 empty] | 0 | 0 | 0.1 |  |  | 0 | 0 | 0.1 | [37 empty] | 0 | 0 | 0 | -0.0047 | -1.1703 | 0.0032 | 0.7968 | -0.0027 | -0.6723 | 0.0012 | 0.2988 | 0.0146 | 3.6354 | -0.013 | -3.237 | -0.0067 | -1.6683 | -0.013 | -3.237 | -0.0067 | -1.6683
1325 | [35 empty] | 0 | 0 | 0.1 |  |  | 0 | 0 | 0.1 | [37 empty] | 0 | 0 | 0 | -0.0047 | -1.1703 | 0.0032 | 0.7968 | -0.0027 | -0.6723 | 0.0012 | 0.2988 | 0.0146 | 3.6354 | -0.013 | -3.237 | -0.0067 | -1.6683 | -0.013 | -3.237 | -0.0067 | -1.6683
1326 | [35 empty] | 0 | 0 | 0.1 |  |  | 0 | 0 | 0.1 | [37 empty] | 0 | 0 | 0 | -0.0047 | -1.1703 | 0.0032 | 0.7968 | -0.0027 | -0.6723 | 0.0012 | 0.2988 | 0.0146 | 3.6354 | -0.013 | -3.237 | -0.0067 | -1.6683 | -0.013 | -3.237 | -0.0067 | -1.6683
1327 | [35 empty] | 0 | 0 | 0.1 |  |  | 0 | 0 | 0.1 | [37 empty] | 0 | 0 | 0 | -0.0047 | -1.1703 | 0.0032 | 0.7968 | -0.0027 | -0.6723 | 0.0012 | 0.2988 | 0.0146 | 3.6354 | -0.013 | -3.237 | -0.0067 | -1.6683 | -0.013 | -3.237 | -0.0067 | -1.6683
1328 | [35 empty] | 0 | 0 | 0.1 |  |  | 0 | 0 | 0.1 | [37 empty] | 0 | 0 | 0 | -0.0047 | -1.1703 | 0.0032 | 0.7968 | -0.0027 | -0.6723 | 0.0012 | 0.2988 | 0.0146 | 3.6354 | -0.013 | -3.237 | -0.0067 | -1.6683 | -0.013 | -3.237 | -0.0067 | -1.6683
1329 | [35 empty] | 0 | 0 | 0.1 |  |  | 0 | 0 | 0.1 | [37 empty] | 0 | 0 | 0 | -0.0047 | -1.1703 | 0.0032 | 0.7968 | -0.0027 | -0.6723 | 0.0012 | 0.2988 | 0.0146 | 3.6354 | -0.013 | -3.237 | -0.0067 | -1.6683 | -0.013 | -3.237 | -0.0067 | -1.6683
1330 | [35 empty] | 0 | 0 | 0.1 |  |  | 0 | 0 | 0.1 | [37 empty] | 0 | 0 | 0 | -0.0047 | -1.1703 | 0.0032 | 0.7968 | -0.0027 | -0.6723 | 0.0012 | 0.2988 | 0.0146 | 3.6354 | -0.013 | -3.237 | -0.0067 | -1.6683 | -0.013 | -3.237 | -0.0067 | -1.6683
1331 | [35 empty] | 0 | 0 | 0.1 |  |  | 0 | 0 | 0.1 | [37 empty] | 0 | 0 | 0 | -0.0047 | -1.1703 | 0.0032 | 0.7968 | -0.0027 | -0.6723 | 0.0012 | 0.2988 | 0.0146 | 3.6354 | -0.013 | -3.237 | -0.0067 | -1.6683 | -0.013 | -3.237 | -0.0067 | -1.6683
1332 | [35 empty] | 0 | 0 | 0.1 |  |  | 0 | 0 | 0.1 | [37 empty] | 0 | 0 | 0 | -0.0047 | -1.1703 | 0.0032 | 0.7968 | -0.0027 | -0.6723 | 0.0012 | 0.2988 | 0.0146 | 3.6354 | -0.013 | -3.237 | -0.0067 | -1.6683 | -0.013 | -3.237 | -0.0067 | -1.6683
1333 | [35 empty] | 0 | 0 | 0.1 |  |  | 0 | 0 | 0.1 | [37 empty] | 0 | 0 | 0 | -0.0047 | -1.1703 | 0.0032 | 0.7968 | -0.0027 | -0.6723 | 0.0012 | 0.2988 | 0.0146 | 3.6354 | -0.013 | -3.237 | -0.0067 | -1.6683 | -0.013 | -3.237 | -0.0067 | -1.6683
1334 | [35 empty] | 0 | 0 | 0.1 |  |  | 0 | 0 | 0.1 | [37 empty] | 0 | 0 | 0 | -0.0047 | -1.1703 | 0.0032 | 0.7968 | -0.0027 | -0.6723 | 0.0012 | 0.2988 | 0.0146 | 3.6354 | -0.013 | -3.237 | -0.0067 | -1.6683 | -0.013 | -3.237 | -0.0067 | -1.6683
1335 | [35 empty] | 0 | 0 | 0.1 |  |  | 0 | 0 | 0.1 | [37 empty] | 0 | 0 | 0 | -0.0047 | -1.1703 | 0.0032 | 0.7968 | -0.0027 | -0.6723 | 0.0012 | 0.2988 | 0.0146 | 3.6354 | -0.013 | -3.237 | -0.0067 | -1.6683 | -0.013 | -3.237 | -0.0067 | -1.6683
1336 | [35 empty] | 0 | 0 | 0.1 |  |  | 0 | 0 | 0.1 | [37 empty] | 0 | 0 | 0 | -0.0047 | -1.1703 | 0.0032 | 0.7968 | -0.0027 | -0.6723 | 0.0012 | 0.2988 | 0.0146 | 3.6354 | -0.013 | -3.237 | -0.0067 | -1.6683 | -0.013 | -3.237 | -0.0067 | -1.6683
1337 | [35 empty] | 0 | 0 | 0.1 |  |  | 0 | 0 | 0.1 | [37 empty] | 0 | 0 | 0 | -0.0047 | -1.1703 | 0.0032 | 0.7968 | -0.0027 | -0.6723 | 0.0012 | 0.2988 | 0.0146 | 3.6354 | -0.013 | -3.237 | -0.0067 | -1.6683 | -0.013 | -3.237 | -0.0067 | -1.6683
1338 | [35 empty] | 0 | 0 | 0.1 |  |  | 0 | 0 | 0.1 | [37 empty] | 0 | 0 | 0 | -0.0047 | -1.1703 | 0.0032 | 0.7968 | -0.0027 | -0.6723 | 0.0012 | 0.2988 | 0.0146 | 3.6354 | -0.013 | -3.237 | -0.0067 | -1.6683 | -0.013 | -3.237 | -0.0067 | -1.6683
1339 | [35 empty] | 0 | 0 | 0.1 |  |  | 0 | 0 | 0.1 | [37 empty] | 0 | 0 | 0 | -0.0047 | -1.1703 | 0.0032 | 0.7968 | -0.0027 | -0.6723 | 0.0012 | 0.2988 | 0.0146 | 3.6354 | -0.013 | -3.237 | -0.0067 | -1.6683 | -0.013 | -3.237 | -0.0067 | -1.6683
1340 | [35 empty] | 0 | 0 | 0.1 |  |  | 0 | 0 | 0.1 | [37 empty] | 0 | 0 | 0 | -0.0047 | -1.1703 | 0.0032 | 0.7968 | -0.0027 | -0.6723 | 0.0012 | 0.2988 | 0.0146 | 3.6354 | -0.013 | -3.237 | -0.0067 | -1.6683 | -0.013 | -3.237 | -0.0067 | -1.6683
1341 | [35 empty] | 0 | 0 | 0.1 |  |  | 0 | 0 | 0.1 | [37 empty] | 0 | 0 | 0 | -0.0047 | -1.1703 | 0.0032 | 0.7968 | -0.0027 | -0.6723 | 0.0012 | 0.2988 | 0.0146 | 3.6354 | -0.013 | -3.237 | -0.0067 | -1.6683 | -0.013 | -3.237 | -0.0067 | -1.6683
1342 | [35 empty] | 0 | 0 | 0.1 |  |  | 0 | 0 | 0.1 | [37 empty] | 0 | 0 | 0 | -0.0047 | -1.1703 | 0.0032 | 0.7968 | -0.0027 | -0.6723 | 0.0012 | 0.2988 | 0.0146 | 3.6354 | -0.013 | -3.237 | -0.0067 | -1.6683 | -0.013 | -3.237 | -0.0067 | -1.6683
1343 | [35 empty] | 0 | 0 | 0.1 |  |  | 0 | 0 | 0.1 | [37 empty] | 0 | 0 | 0 | -0.0047 | -1.1703 | 0.0032 | 0.7968 | -0.0027 | -0.6723 | 0.0012 | 0.2988 | 0.0146 | 3.6354 | -0.013 | -3.237 | -0.0067 | -1.6683 | -0.013 | -3.237 | -0.0067 | -1.6683
1344 | [35 empty] | 0 | 0 | 0.1 |  |  | 0 | 0 | 0.1 | [37 empty] | 0 | 0 | 0 | -0.0047 | -1.1703 | 0.0032 | 0.7968 | -0.0027 | -0.6723 | 0.0012 | 0.2988 | 0.0146 | 3.6354 | -0.013 | -3.237 | -0.0067 | -1.6683 | -0.013 | -3.237 | -0.0067 | -1.6683
1345 | [35 empty] | 0 | 0 | 0.1 |  |  | 0 | 0 | 0.1 | [37 empty] | 0 | 0 | 0 | -0.0047 | -1.1703 | 0.0032 | 0.7968 | -0.0027 | -0.6723 | 0.0012 | 0.2988 | 0.0146 | 3.6354 | -0.013 | -3.237 | -0.0067 | -1.6683 | -0.013 | -3.237 | -0.0067 | -1.6683
1346 | [35 empty] | 0 | 0 | 0.1 |  |  | 0 | 0 | 0.1 | [37 empty] | 0 | 0 | 0 | -0.0047 | -1.1703 | 0.0032 | 0.7968 | -0.0027 | -0.6723 | 0.0012 | 0.2988 | 0.0146 | 3.6354 | -0.013 | -3.237 | -0.0067 | -1.6683 | -0.013 | -3.237 | -0.0067 | -1.6683
1347 | [35 empty] | 0 | 0 | 0.1 |  |  | 0 | 0 | 0.1 | [37 empty] | 0 | 0 | 0 | -0.0047 | -1.1703 | 0.0032 | 0.7968 | -0.0027 | -0.6723 | 0.0012 | 0.2988 | 0.0146 | 3.6354 | -0.013 | -3.237 | -0.0067 | -1.6683 | -0.013 | -3.237 | -0.0067 | -1.6683
1348 | [35 empty] | 0 | 0 | 0.1 |  |  | 0 | 0 | 0.1 | [37 empty] | 0 | 0 | 0 | -0.0047 | -1.1703 | 0.0032 | 0.7968 | -0.0027 | -0.6723 | 0.0012 | 0.2988 | 0.0146 | 3.6354 | -0.013 | -3.237 | -0.0067 | -1.6683 | -0.013 | -3.237 | -0.0067 | -1.6683
1349 | [35 empty] | 0 | 0 | 0.1 |  |  | 0 | 0 | 0.1 | [37 empty] | 0 | 0 | 0 | -0.0047 | -1.1703 | 0.0032 | 0.7968 | -0.0027 | -0.6723 | 0.0012 | 0.2988 | 0.0146 | 3.6354 | -0.013 | -3.237 | -0.0067 | -1.6683 | -0.013 | -3.237 | -0.0067 | -1.6683
1350 | [35 empty] | 0 | 0 | 0.1 |  |  | 0 | 0 | 0.1 | [37 empty] | 0 | 0 | 0 | -0.0047 | -1.1703 | 0.0032 | 0.7968 | -0.0027 | -0.6723 | 0.0012 | 0.2988 | 0.0146 | 3.6354 | -0.013 | -3.237 | -0.0067 | -1.6683 | -0.013 | -3.237 | -0.0067 | -1.6683
1351 | [35 empty] | 0 | 0 | 0.1 |  |  | 0 | 0 | 0.1 | [37 empty] | 0 | 0 | 0 | -0.0047 | -1.1703 | 0.0032 | 0.7968 | -0.0027 | -0.6723 | 0.0012 | 0.2988 | 0.0146 | 3.6354 | -0.013 | -3.237 | -0.0067 | -1.6683 | -0.013 | -3.237 | -0.0067 | -1.6683
1352 | [35 empty] | 0 | 0 | 0.1 |  |  | 0 | 0 | 0.1 | [37 empty] | 0 | 0 | 0 | -0.0047 | -1.1703 | 0.0032 | 0.7968 | -0.0027 | -0.6723 | 0.0012 | 0.2988 | 0.0146 | 3.6354 | -0.013 | -3.237 | -0.0067 | -1.6683 | -0.013 | -3.237 | -0.0067 | -1.6683
1353 | [35 empty] | 0 | 0 | 0.1 |  |  | 0 | 0 | 0.1 | [37 empty] | 0 | 0 | 0 | -0.0047 | -1.1703 | 0.0032 | 0.7968 | -0.0027 | -0.6723 | 0.0012 | 0.2988 | 0.0146 | 3.6354 | -0.013 | -3.237 | -0.0067 | -1.6683 | -0.013 | -3.237 | -0.0067 | -1.6683
1354 | [35 empty] | 0 | 0 | 0.1 |  |  | 0 | 0 | 0.1 | [37 empty] | 0 | 0 | 0 | -0.0047 | -1.1703 | 0.0032 | 0.7968 | -0.0027 | -0.6723 | 0.0012 | 0.2988 | 0.0146 | 3.6354 | -0.013 | -3.237 | -0.0067 | -1.6683 | -0.013 | -3.237 | -0.0067 | -1.6683
1355 | [35 empty] | 0 | 0 | 0.1 |  |  | 0 | 0 | 0.1 | [37 empty] | 0 | 0 | 0 | -0.0047 | -1.1703 | 0.0032 | 0.7968 | -0.0027 | -0.6723 | 0.0012 | 0.2988 | 0.0146 | 3.6354 | -0.013 | -3.237 | -0.0067 | -1.6683 | -0.013 | -3.237 | -0.0067 | -1.6683
1356 | [35 empty] | 0 | 0 | 0.1 |  |  | 0 | 0 | 0.1 | [37 empty] | 0 | 0 | 0 | -0.0047 | -1.1703 | 0.0032 | 0.7968 | -0.0027 | -0.6723 | 0.0012 | 0.2988 | 0.0146 | 3.6354 | -0.013 | -3.237 | -0.0067 | -1.6683 | -0.013 | -3.237 | -0.0067 | -1.6683
1357 | [35 empty] | 0 | 0 | 0.1 |  |  | 0 | 0 | 0.1 | [37 empty] | 0 | 0 | 0 | -0.0047 | -1.1703 | 0.0032 | 0.7968 | -0.0027 | -0.6723 | 0.0012 | 0.2988 | 0.0146 | 3.6354 | -0.013 | -3.237 | -0.0067 | -1.6683 | -0.013 | -3.237 | -0.0067 | -1.6683
1358 | [35 empty] | 0 | 0 | 0.1 |  |  | 0 | 0 | 0.1 | [37 empty] | 0 | 0 | 0 | -0.0047 | -1.1703 | 0.0032 | 0.7968 | -0.0027 | -0.6723 | 0.0012 | 0.2988 | 0.0146 | 3.6354 | -0.013 | -3.237 | -0.0067 | -1.6683 | -0.013 | -3.237 | -0.0067 | -1.6683
1359 | [35 empty] | 0 | 0 | 0.1 |  |  | 0 | 0 | 0.1 | [37 empty] | 0 | 0 | 0 | -0.0047 | -1.1703 | 0.0032 | 0.7968 | -0.0027 | -0.6723 | 0.0012 | 0.2988 | 0.0146 | 3.6354 | -0.013 | -3.237 | -0.0067 | -1.6683 | -0.013 | -3.237 | -0.0067 | -1.6683
1360 | [35 empty] | 0 | 0 | 0.1 |  |  | 0 | 0 | 0.1 | [37 empty] | 0 | 0 | 0 | -0.0047 | -1.1703 | 0.0032 | 0.7968 | -0.0027 | -0.6723 | 0.0012 | 0.2988 | 0.0146 | 3.6354 | -0.013 | -3.237 | -0.0067 | -1.6683 | -0.013 | -3.237 | -0.0067 | -1.6683
1361 | [35 empty] | 0 | 0 | 0.1 |  |  | 0 | 0 | 0.1 | [37 empty] | 0 | 0 | 0 | -0.0047 | -1.1703 | 0.0032 | 0.7968 | -0.0027 | -0.6723 | 0.0012 | 0.2988 | 0.0146 | 3.6354 | -0.013 | -3.237 | -0.0067 | -1.6683 | -0.013 | -3.237 | -0.0067 | -1.6683
1362 | [35 empty] | 0 | 0 | 0.1 |  |  | 0 | 0 | 0.1 | [37 empty] | 0 | 0 | 0 | -0.0047 | -1.1703 | 0.0032 | 0.7968 | -0.0027 | -0.6723 | 0.0012 | 0.2988 | 0.0146 | 3.6354 | -0.013 | -3.237 | -0.0067 | -1.6683 | -0.013 | -3.237 | -0.0067 | -1.6683
1363 | [35 empty] | 0 | 0 | 0.1 |  |  | 0 | 0 | 0.1 | [37 empty] | 0 | 0 | 0 | -0.0047 | -1.1703 | 0.0032 | 0.7968 | -0.0027 | -0.6723 | 0.0012 | 0.2988 | 0.0146 | 3.6354 | -0.013 | -3.237 | -0.0067 | -1.6683 | -0.013 | -3.237 | -0.0067 | -1.6683
1364 | [35 empty] | 0 | 0 | 0.1 |  |  | 0 | 0 | 0.1 | [37 empty] | 0 | 0 | 0 | -0.0047 | -1.1703 | 0.0032 | 0.7968 | -0.0027 | -0.6723 | 0.0012 | 0.2988 | 0.0146 | 3.6354 | -0.013 | -3.237 | -0.0067 | -1.6683 | -0.013 | -3.237 | -0.0067 | -1.6683
1365 | [35 empty] | 0 | 0 | 0.1 |  |  | 0 | 0 | 0.1 | [37 empty] | 0 | 0 | 0 | -0.0047 | -1.1703 | 0.0032 | 0.7968 | -0.0027 | -0.6723 | 0.0012 | 0.2988 | 0.0146 | 3.6354 | -0.013 | -3.237 | -0.0067 | -1.6683 | -0.013 | -3.237 | -0.0067 | -1.6683
1366 | [35 empty] | 0 | 0 | 0.1 |  |  | 0 | 0 | 0.1 | [37 empty] | 0 | 0 | 0 | -0.0047 | -1.1703 | 0.0032 | 0.7968 | -0.0027 | -0.6723 | 0.0012 | 0.2988 | 0.0146 | 3.6354 | -0.013 | -3.237 | -0.0067 | -1.6683 | -0.013 | -3.237 | -0.0067 | -1.6683
1367 | [35 empty] | 0 | 0 | 0.1 |  |  | 0 | 0 | 0.1 | [37 empty] | 0 | 0 | 0 | -0.0047 | -1.1703 | 0.0032 | 0.7968 | -0.0027 | -0.6723 | 0.0012 | 0.2988 | 0.0146 | 3.6354 | -0.013 | -3.237 | -0.0067 | -1.6683 | -0.013 | -3.237 | -0.0067 | -1.6683
1368 | [35 empty] | 0 | 0 | 0.1 |  |  | 0 | 0 | 0.1 | [37 empty] | 0 | 0 | 0 | -0.0047 | -1.1703 | 0.0032 | 0.7968 | -0.0027 | -0.6723 | 0.0012 | 0.2988 | 0.0146 | 3.6354 | -0.013 | -3.237 | -0.0067 | -1.6683 | -0.013 | -3.237 | -0.0067 | -1.6683
1369 | [35 empty] | 0 | 0 | 0.1 |  |  | 0 | 0 | 0.1 | [37 empty] | 0 | 0 | 0 | -0.0047 | -1.1703 | 0.0032 | 0.7968 | -0.0027 | -0.6723 | 0.0012 | 0.2988 | 0.0146 | 3.6354 | -0.013 | -3.237 | -0.0067 | -1.6683 | -0.013 | -3.237 | -0.0067 | -1.6683
1370 | [35 empty] | 0 | 0 | 0.1 |  |  | 0 | 0 | 0.1 | [37 empty] | 0 | 0 | 0 | -0.0047 | -1.1703 | 0.0032 | 0.7968 | -0.0027 | -0.6723 | 0.0012 | 0.2988 | 0.0146 | 3.6354 | -0.013 | -3.237 | -0.0067 | -1.6683 | -0.013 | -3.237 | -0.0067 | -1.6683
1371 | [35 empty] | 0 | 0 | 0.1 |  |  | 0 | 0 | 0.1 | [37 empty] | 0 | 0 | 0 | -0.0047 | -1.1703 | 0.0032 | 0.7968 | -0.0027 | -0.6723 | 0.0012 | 0.2988 | 0.0146 | 3.6354 | -0.013 | -3.237 | -0.0067 | -1.6683 | -0.013 | -3.237 | -0.0067 | -1.6683
1372 | [35 empty] | 0 | 0 | 0.1 |  |  | 0 | 0 | 0.1 | [37 empty] | 0 | 0 | 0 | -0.0047 | -1.1703 | 0.0032 | 0.7968 | -0.0027 | -0.6723 | 0.0012 | 0.2988 | 0.0146 | 3.6354 | -0.013 | -3.237 | -0.0067 | -1.6683 | -0.013 | -3.237 | -0.0067 | -1.6683
1373 | [35 empty] | 0 | 0 | 0.1 |  |  | 0 | 0 | 0.1 | [37 empty] | 0 | 0 | 0 | -0.0047 | -1.1703 | 0.0032 | 0.7968 | -0.0027 | -0.6723 | 0.0012 | 0.2988 | 0.0146 | 3.6354 | -0.013 | -3.237 | -0.0067 | -1.6683 | -0.013 | -3.237 | -0.0067 | -1.6683
1374 | [35 empty] | 0 | 0 | 0.1 |  |  | 0 | 0 | 0.1 | [37 empty] | 0 | 0 | 0 | -0.0047 | -1.1703 | 0.0032 | 0.7968 | -0.0027 | -0.6723 | 0.0012 | 0.2988 | 0.0146 | 3.6354 | -0.013 | -3.237 | -0.0067 | -1.6683 | -0.013 | -3.237 | -0.0067 | -1.6683
1375 | [35 empty] | 0 | 0 | 0.1 |  |  | 0 | 0 | 0.1 | [37 empty] | 0 | 0 | 0 | -0.0047 | -1.1703 | 0.0032 | 0.7968 | -0.0027 | -0.6723 | 0.0012 | 0.2988 | 0.0146 | 3.6354 | -0.013 | -3.237 | -0.0067 | -1.6683 | -0.013 | -3.237 | -0.0067 | -1.6683
1376 | [35 empty] | 0 | 0 | 0.1 |  |  | 0 | 0 | 0.1 | [37 empty] | 0 | 0 | 0 | -0.0047 | -1.1703 | 0.0032 | 0.7968 | -0.0027 | -0.6723 | 0.0012 | 0.2988 | 0.0146 | 3.6354 | -0.013 | -3.237 | -0.0067 | -1.6683 | -0.013 | -3.237 | -0.0067 | -1.6683
1377 | [35 empty] | 0 | 0 | 0.1 |  |  | 0 | 0 | 0.1 | [37 empty] | 0 | 0 | 0 | -0.0047 | -1.1703 | 0.0032 | 0.7968 | -0.0027 | -0.6723 | 0.0012 | 0.2988 | 0.0146 | 3.6354 | -0.013 | -3.237 | -0.0067 | -1.6683 | -0.013 | -3.237 | -0.0067 | -1.6683
1378 | [35 empty] | 0 | 0 | 0.1 |  |  | 0 | 0 | 0.1 | [37 empty] | 0 | 0 | 0 | -0.0047 | -1.1703 | 0.0032 | 0.7968 | -0.0027 | -0.6723 | 0.0012 | 0.2988 | 0.0146 | 3.6354 | -0.013 | -3.237 | -0.0067 | -1.6683 | -0.013 | -3.237 | -0.0067 | -1.6683
1379 | [35 empty] | 0 | 0 | 0.1 |  |  | 0 | 0 | 0.1 | [37 empty] | 0 | 0 | 0 | -0.0047 | -1.1703 | 0.0032 | 0.7968 | -0.0027 | -0.6723 | 0.0012 | 0.2988 | 0.0146 | 3.6354 | -0.013 | -3.237 | -0.0067 | -1.6683 | -0.013 | -3.237 | -0.0067 | -1.6683
1380 | [35 empty] | 0 | 0 | 0.1 |  |  | 0 | 0 | 0.1 | [37 empty] | 0 | 0 | 0 | -0.0047 | -1.1703 | 0.0032 | 0.7968 | -0.0027 | -0.6723 | 0.0012 | 0.2988 | 0.0146 | 3.6354 | -0.013 | -3.237 | -0.0067 | -1.6683 | -0.013 | -3.237 | -0.0067 | -1.6683
1381 | [35 empty] | 0 | 0 | 0.1 |  |  | 0 | 0 | 0.1 | [37 empty] | 0 | 0 | 0 | -0.0047 | -1.1703 | 0.0032 | 0.7968 | -0.0027 | -0.6723 | 0.0012 | 0.2988 | 0.0146 | 3.6354 | -0.013 | -3.237 | -0.0067 | -1.6683 | -0.013 | -3.237 | -0.0067 | -1.6683
1382 | [35 empty] | 0 | 0 | 0.1 |  |  | 0 | 0 | 0.1 | [37 empty] | 0 | 0 | 0 | -0.0047 | -1.1703 | 0.0032 | 0.7968 | -0.0027 | -0.6723 | 0.0012 | 0.2988 | 0.0146 | 3.6354 | -0.013 | -3.237 | -0.0067 | -1.6683 | -0.013 | -3.237 | -0.0067 | -1.6683
1383 | [35 empty] | 0 | 0 | 0.1 |  |  | 0 | 0 | 0.1 | [37 empty] | 0 | 0 | 0 | -0.0047 | -1.1703 | 0.0032 | 0.7968 | -0.0027 | -0.6723 | 0.0012 | 0.2988 | 0.0146 | 3.6354 | -0.013 | -3.237 | -0.0067 | -1.6683 | -0.013 | -3.237 | -0.0067 | -1.6683
1384 | [35 empty] | 0 | 0 | 0.1 |  |  | 0 | 0 | 0.1 | [37 empty] | 0 | 0 | 0 | -0.0047 | -1.1703 | 0.0032 | 0.7968 | -0.0027 | -0.6723 | 0.0012 | 0.2988 | 0.0146 | 3.6354 | -0.013 | -3.237 | -0.0067 | -1.6683 | -0.013 | -3.237 | -0.0067 | -1.6683
1385 | [35 empty] | 0 | 0 | 0.1 |  |  | 0 | 0 | 0.1 | [37 empty] | 0 | 0 | 0 | -0.0047 | -1.1703 | 0.0032 | 0.7968 | -0.0027 | -0.6723 | 0.0012 | 0.2988 | 0.0146 | 3.6354 | -0.013 | -3.237 | -0.0067 | -1.6683 | -0.013 | -3.237 | -0.0067 | -1.6683
1386 | [35 empty] | 0 | 0 | 0.1 |  |  | 0 | 0 | 0.1 | [37 empty] | 0 | 0 | 0 | -0.0047 | -1.1703 | 0.0032 | 0.7968 | -0.0027 | -0.6723 | 0.0012 | 0.2988 | 0.0146 | 3.6354 | -0.013 | -3.237 | -0.0067 | -1.6683 | -0.013 | -3.237 | -0.0067 | -1.6683
1387 | [35 empty] | 0 | 0 | 0.1 |  |  | 0 | 0 | 0.1 | [37 empty] | 0 | 0 | 0 | -0.0047 | -1.1703 | 0.0032 | 0.7968 | -0.0027 | -0.6723 | 0.0012 | 0.2988 | 0.0146 | 3.6354 | -0.013 | -3.237 | -0.0067 | -1.6683 | -0.013 | -3.237 | -0.0067 | -1.6683
1388 | [35 empty] | 0 | 0 | 0.1 |  |  | 0 | 0 | 0.1 | [37 empty] | 0 | 0 | 0 | -0.0047 | -1.1703 | 0.0032 | 0.7968 | -0.0027 | -0.6723 | 0.0012 | 0.2988 | 0.0146 | 3.6354 | -0.013 | -3.237 | -0.0067 | -1.6683 | -0.013 | -3.237 | -0.0067 | -1.6683
1389 | [35 empty] | 0 | 0 | 0.1 |  |  | 0 | 0 | 0.1 | [37 empty] | 0 | 0 | 0 | -0.0047 | -1.1703 | 0.0032 | 0.7968 | -0.0027 | -0.6723 | 0.0012 | 0.2988 | 0.0146 | 3.6354 | -0.013 | -3.237 | -0.0067 | -1.6683 | -0.013 | -3.237 | -0.0067 | -1.6683
1390 | [35 empty] | 0 | 0 | 0.1 |  |  | 0 | 0 | 0.1 | [37 empty] | 0 | 0 | 0 | -0.0047 | -1.1703 | 0.0032 | 0.7968 | -0.0027 | -0.6723 | 0.0012 | 0.2988 | 0.0146 | 3.6354 | -0.013 | -3.237 | -0.0067 | -1.6683 | -0.013 | -3.237 | -0.0067 | -1.6683
1391 | [35 empty] | 0 | 0 | 0.1 |  |  | 0 | 0 | 0.1 | [37 empty] | 0 | 0 | 0 | -0.0047 | -1.1703 | 0.0032 | 0.7968 | -0.0027 | -0.6723 | 0.0012 | 0.2988 | 0.0146 | 3.6354 | -0.013 | -3.237 | -0.0067 | -1.6683 | -0.013 | -3.237 | -0.0067 | -1.6683
1392 | [35 empty] | 0 | 0 | 0.1 |  |  | 0 | 0 | 0.1 | [37 empty] | 0 | 0 | 0 | -0.0047 | -1.1703 | 0.0032 | 0.7968 | -0.0027 | -0.6723 | 0.0012 | 0.2988 | 0.0146 | 3.6354 | -0.013 | -3.237 | -0.0067 | -1.6683 | -0.013 | -3.237 | -0.0067 | -1.6683
1393 | [35 empty] | 0 | 0 | 0.1 |  |  | 0 | 0 | 0.1 | [37 empty] | 0 | 0 | 0 | -0.0047 | -1.1703 | 0.0032 | 0.7968 | -0.0027 | -0.6723 | 0.0012 | 0.2988 | 0.0146 | 3.6354 | -0.013 | -3.237 | -0.0067 | -1.6683 | -0.013 | -3.237 | -0.0067 | -1.6683
1394 | [35 empty] | 0 | 0 | 0.1 |  |  | 0 | 0 | 0.1 | [37 empty] | 0 | 0 | 0 | -0.0047 | -1.1703 | 0.0032 | 0.7968 | -0.0027 | -0.6723 | 0.0012 | 0.2988 | 0.0146 | 3.6354 | -0.013 | -3.237 | -0.0067 | -1.6683 | -0.013 | -3.237 | -0.0067 | -1.6683
1395 | [35 empty] | 0 | 0 | 0.1 |  |  | 0 | 0 | 0.1 | [37 empty] | 0 | 0 | 0 | -0.0047 | -1.1703 | 0.0032 | 0.7968 | -0.0027 | -0.6723 | 0.0012 | 0.2988 | 0.0146 | 3.6354 | -0.013 | -3.237 | -0.0067 | -1.6683 | -0.013 | -3.237 | -0.0067 | -1.6683
1396 | [35 empty] | 0 | 0 | 0.1 |  |  | 0 | 0 | 0.1 | [37 empty] | 0 | 0 | 0 | -0.0047 | -1.1703 | 0.0032 | 0.7968 | -0.0027 | -0.6723 | 0.0012 | 0.2988 | 0.0146 | 3.6354 | -0.013 | -3.237 | -0.0067 | -1.6683 | -0.013 | -3.237 | -0.0067 | -1.6683
1397 | [35 empty] | 0 | 0 | 0.1 |  |  | 0 | 0 | 0.1 | [37 empty] | 0 | 0 | 0 | -0.0047 | -1.1703 | 0.0032 | 0.7968 | -0.0027 | -0.6723 | 0.0012 | 0.2988 | 0.0146 | 3.6354 | -0.013 | -3.237 | -0.0067 | -1.6683 | -0.013 | -3.237 | -0.0067 | -1.6683
1398 | [35 empty] | 0 | 0 | 0.1 |  |  | 0 | 0 | 0.1 | [37 empty] | 0 | 0 | 0 | -0.0047 | -1.1703 | 0.0032 | 0.7968 | -0.0027 | -0.6723 | 0.0012 | 0.2988 | 0.0146 | 3.6354 | -0.013 | -3.237 | -0.0067 | -1.6683 | -0.013 | -3.237 | -0.0067 | -1.6683
1399 | [35 empty] | 0 | 0 | 0.1 |  |  | 0 | 0 | 0.1 | [37 empty] | 0 | 0 | 0 | -0.0047 | -1.1703 | 0.0032 | 0.7968 | -0.0027 | -0.6723 | 0.0012 | 0.2988 | 0.0146 | 3.6354 | -0.013 | -3.237 | -0.0067 | -1.6683 | -0.013 | -3.237 | -0.0067 | -1.6683
1400 | [35 empty] | 0 | 0 | 0.1 |  |  | 0 | 0 | 0.1 | [37 empty] | 0 | 0 | 0 | -0.0047 | -1.1703 | 0.0032 | 0.7968 | -0.0027 | -0.6723 | 0.0012 | 0.2988 | 0.0146 | 3.6354 | -0.013 | -3.237 | -0.0067 | -1.6683 | -0.013 | -3.237 | -0.0067 | -1.6683
1401 | [35 empty] | 0 | 0 | 0.1 |  |  | 0 | 0 | 0.1 | [37 empty] | 0 | 0 | 0 | -0.0047 | -1.1703 | 0.0032 | 0.7968 | -0.0027 | -0.6723 | 0.0012 | 0.2988 | 0.0146 | 3.6354 | -0.013 | -3.237 | -0.0067 | -1.6683 | -0.013 | -3.237 | -0.0067 | -1.6683
1402 | [35 empty] | 0 | 0 | 0.1 |  |  | 0 | 0 | 0.1 | [37 empty] | 0 | 0 | 0 | -0.0047 | -1.1703 | 0.0032 | 0.7968 | -0.0027 | -0.6723 | 0.0012 | 0.2988 | 0.0146 | 3.6354 | -0.013 | -3.237 | -0.0067 | -1.6683 | -0.013 | -3.237 | -0.0067 | -1.6683
1403 | [35 empty] | 0 | 0 | 0.1 |  |  | 0 | 0 | 0.1 | [37 empty] | 0 | 0 | 0 | -0.0047 | -1.1703 | 0.0032 | 0.7968 | -0.0027 | -0.6723 | 0.0012 | 0.2988 | 0.0146 | 3.6354 | -0.013 | -3.237 | -0.0067 | -1.6683 | -0.013 | -3.237 | -0.0067 | -1.6683
1404 | [35 empty] | 0 | 0 | 0.1 |  |  | 0 | 0 | 0.1 | [37 empty] | 0 | 0 | 0 | -0.0047 | -1.1703 | 0.0032 | 0.7968 | -0.0027 | -0.6723 | 0.0012 | 0.2988 | 0.0146 | 3.6354 | -0.013 | -3.237 | -0.0067 | -1.6683 | -0.013 | -3.237 | -0.0067 | -1.6683
1405 | [35 empty] | 0 | 0 | 0.1 |  |  | 0 | 0 | 0.1 | [37 empty] | 0 | 0 | 0 | -0.0047 | -1.1703 | 0.0032 | 0.7968 | -0.0027 | -0.6723 | 0.0012 | 0.2988 | 0.0146 | 3.6354 | -0.013 | -3.237 | -0.0067 | -1.6683 | -0.013 | -3.237 | -0.0067 | -1.6683
1406 | [35 empty] | 0 | 0 | 0.1 |  |  | 0 | 0 | 0.1 | [37 empty] | 0 | 0 | 0 | -0.0047 | -1.1703 | 0.0032 | 0.7968 | -0.0027 | -0.6723 | 0.0012 | 0.2988 | 0.0146 | 3.6354 | -0.013 | -3.237 | -0.0067 | -1.6683 | -0.013 | -3.237 | -0.0067 | -1.6683
1407 | [35 empty] | 0 | 0 | 0.1 |  |  | 0 | 0 | 0.1 | [37 empty] | 0 | 0 | 0 | -0.0047 | -1.1703 | 0.0032 | 0.7968 | -0.0027 | -0.6723 | 0.0012 | 0.2988 | 0.0146 | 3.6354 | -0.013 | -3.237 | -0.0067 | -1.6683 | -0.013 | -3.237 | -0.0067 | -1.6683
1408 | [35 empty] | 0 | 0 | 0.1 |  |  | 0 | 0 | 0.1 | [37 empty] | 0 | 0 | 0 | -0.0047 | -1.1703 | 0.0032 | 0.7968 | -0.0027 | -0.6723 | 0.0012 | 0.2988 | 0.0146 | 3.6354 | -0.013 | -3.237 | -0.0067 | -1.6683 | -0.013 | -3.237 | -0.0067 | -1.6683
1409 | [35 empty] | 0 | 0 | 0.1 |  |  | 0 | 0 | 0.1 | [37 empty] | 0 | 0 | 0 | -0.0047 | -1.1703 | 0.0032 | 0.7968 | -0.0027 | -0.6723 | 0.0012 | 0.2988 | 0.0146 | 3.6354 | -0.013 | -3.237 | -0.0067 | -1.6683 | -0.013 | -3.237 | -0.0067 | -1.6683
1410 | [35 empty] | 0 | 0 | 0.1 |  |  | 0 | 0 | 0.1 | [37 empty] | 0 | 0 | 0 | -0.0047 | -1.1703 | 0.0032 | 0.7968 | -0.0027 | -0.6723 | 0.0012 | 0.2988 | 0.0146 | 3.6354 | -0.013 | -3.237 | -0.0067 | -1.6683 | -0.013 | -3.237 | -0.0067 | -1.6683
1411 | [35 empty] | 0 | 0 | 0.1 |  |  | 0 | 0 | 0.1 | [37 empty] | 0 | 0 | 0 | -0.0047 | -1.1703 | 0.0032 | 0.7968 | -0.0027 | -0.6723 | 0.0012 | 0.2988 | 0.0146 | 3.6354 | -0.013 | -3.237 | -0.0067 | -1.6683 | -0.013 | -3.237 | -0.0067 | -1.6683
1412 | [35 empty] | 0 | 0 | 0.1 |  |  | 0 | 0 | 0.1 | [37 empty] | 0 | 0 | 0 | -0.0047 | -1.1703 | 0.0032 | 0.7968 | -0.0027 | -0.6723 | 0.0012 | 0.2988 | 0.0146 | 3.6354 | -0.013 | -3.237 | -0.0067 | -1.6683 | -0.013 | -3.237 | -0.0067 | -1.6683
1413 | [35 empty] | 0 | 0 | 0.1 |  |  | 0 | 0 | 0.1 | [37 empty] | 0 | 0 | 0 | -0.0047 | -1.1703 | 0.0032 | 0.7968 | -0.0027 | -0.6723 | 0.0012 | 0.2988 | 0.0146 | 3.6354 | -0.013 | -3.237 | -0.0067 | -1.6683 | -0.013 | -3.237 | -0.0067 | -1.6683
1414 | [35 empty] | 0 | 0 | 0.1 |  |  | 0 | 0 | 0.1 | [37 empty] | 0 | 0 | 0 | -0.0047 | -1.1703 | 0.0032 | 0.7968 | -0.0027 | -0.6723 | 0.0012 | 0.2988 | 0.0146 | 3.6354 | -0.013 | -3.237 | -0.0067 | -1.6683 | -0.013 | -3.237 | -0.0067 | -1.6683
1415 | [35 empty] | 0 | 0 | 0.1 |  |  | 0 | 0 | 0.1 | [37 empty] | 0 | 0 | 0 | -0.0047 | -1.1703 | 0.0032 | 0.7968 | -0.0027 | -0.6723 | 0.0012 | 0.2988 | 0.0146 | 3.6354 | -0.013 | -3.237 | -0.0067 | -1.6683 | -0.013 | -3.237 | -0.0067 | -1.6683
1416 | [35 empty] | 0 | 0 | 0.1 |  |  | 0 | 0 | 0.1 | [37 empty] | 0 | 0 | 0 | -0.0047 | -1.1703 | 0.0032 | 0.7968 | -0.0027 | -0.6723 | 0.0012 | 0.2988 | 0.0146 | 3.6354 | -0.013 | -3.237 | -0.0067 | -1.6683 | -0.013 | -3.237 | -0.0067 | -1.6683
1417 | [35 empty] | 0 | 0 | 0.1 |  |  | 0 | 0 | 0.1 | [37 empty] | 0 | 0 | 0 | -0.0047 | -1.1703 | 0.0032 | 0.7968 | -0.0027 | -0.6723 | 0.0012 | 0.2988 | 0.0146 | 3.6354 | -0.013 | -3.237 | -0.0067 | -1.6683 | -0.013 | -3.237 | -0.0067 | -1.6683
1418 | [35 empty] | 0 | 0 | 0.1 |  |  | 0 | 0 | 0.1 | [37 empty] | 0 | 0 | 0 | -0.0047 | -1.1703 | 0.0032 | 0.7968 | -0.0027 | -0.6723 | 0.0012 | 0.2988 | 0.0146 | 3.6354 | -0.013 | -3.237 | -0.0067 | -1.6683 | -0.013 | -3.237 | -0.0067 | -1.6683
1419 | [35 empty] | 0 | 0 | 0.1 |  |  | 0 | 0 | 0.1 | [37 empty] | 0 | 0 | 0 | -0.0047 | -1.1703 | 0.0032 | 0.7968 | -0.0027 | -0.6723 | 0.0012 | 0.2988 | 0.0146 | 3.6354 | -0.013 | -3.237 | -0.0067 | -1.6683 | -0.013 | -3.237 | -0.0067 | -1.6683
1420 | [35 empty] | 0 | 0 | 0.1 |  |  | 0 | 0 | 0.1 | [37 empty] | 0 | 0 | 0 | -0.0047 | -1.1703 | 0.0032 | 0.7968 | -0.0027 | -0.6723 | 0.0012 | 0.2988 | 0.0146 | 3.6354 | -0.013 | -3.237 | -0.0067 | -1.6683 | -0.013 | -3.237 | -0.0067 | -1.6683
1421 | [35 empty] | 0 | 0 | 0.1 |  |  | 0 | 0 | 0.1 | [37 empty] | 0 | 0 | 0 | -0.0047 | -1.1703 | 0.0032 | 0.7968 | -0.0027 | -0.6723 | 0.0012 | 0.2988 | 0.0146 | 3.6354 | -0.013 | -3.237 | -0.0067 | -1.6683 | -0.013 | -3.237 | -0.0067 | -1.6683
1422 | [35 empty] | 0 | 0 | 0.1 |  |  | 0 | 0 | 0.1 | [37 empty] | 0 | 0 | 0 | -0.0047 | -1.1703 | 0.0032 | 0.7968 | -0.0027 | -0.6723 | 0.0012 | 0.2988 | 0.0146 | 3.6354 | -0.013 | -3.237 | -0.0067 | -1.6683 | -0.013 | -3.237 | -0.0067 | -1.6683
1423 | [35 empty] | 0 | 0 | 0.1 |  |  | 0 | 0 | 0.1 | [37 empty] | 0 | 0 | 0 | -0.0047 | -1.1703 | 0.0032 | 0.7968 | -0.0027 | -0.6723 | 0.0012 | 0.2988 | 0.0146 | 3.6354 | -0.013 | -3.237 | -0.0067 | -1.6683 | -0.013 | -3.237 | -0.0067 | -1.6683
1424 | [35 empty] | 0 | 0 | 0.1 |  |  | 0 | 0 | 0.1 | [37 empty] | 0 | 0 | 0 | -0.0047 | -1.1703 | 0.0032 | 0.7968 | -0.0027 | -0.6723 | 0.0012 | 0.2988 | 0.0146 | 3.6354 | -0.013 | -3.237 | -0.0067 | -1.6683 | -0.013 | -3.237 | -0.0067 | -1.6683
1425 | [35 empty] | 0 | 0 | 0.1 |  |  | 0 | 0 | 0.1 | [37 empty] | 0 | 0 | 0 | -0.0047 | -1.1703 | 0.0032 | 0.7968 | -0.0027 | -0.6723 | 0.0012 | 0.2988 | 0.0146 | 3.6354 | -0.013 | -3.237 | -0.0067 | -1.6683 | -0.013 | -3.237 | -0.0067 | -1.6683
1426 | [35 empty] | 0 | 0 | 0.1 |  |  | 0 | 0 | 0.1 | [37 empty] | 0 | 0 | 0 | -0.0047 | -1.1703 | 0.0032 | 0.7968 | -0.0027 | -0.6723 | 0.0012 | 0.2988 | 0.0146 | 3.6354 | -0.013 | -3.237 | -0.0067 | -1.6683 | -0.013 | -3.237 | -0.0067 | -1.6683
1427 | [35 empty] | 0 | 0 | 0.1 |  |  | 0 | 0 | 0.1 | [37 empty] | 0 | 0 | 0 | -0.0047 | -1.1703 | 0.0032 | 0.7968 | -0.0027 | -0.6723 | 0.0012 | 0.2988 | 0.0146 | 3.6354 | -0.013 | -3.237 | -0.0067 | -1.6683 | -0.013 | -3.237 | -0.0067 | -1.6683
1428 | [35 empty] | 0 | 0 | 0.1 |  |  | 0 | 0 | 0.1 | [37 empty] | 0 | 0 | 0 | -0.0047 | -1.1703 | 0.0032 | 0.7968 | -0.0027 | -0.6723 | 0.0012 | 0.2988 | 0.0146 | 3.6354 | -0.013 | -3.237 | -0.0067 | -1.6683 | -0.013 | -3.237 | -0.0067 | -1.6683
1429 | [35 empty] | 0 | 0 | 0.1 |  |  | 0 | 0 | 0.1 | [37 empty] | 0 | 0 | 0 | -0.0047 | -1.1703 | 0.0032 | 0.7968 | -0.0027 | -0.6723 | 0.0012 | 0.2988 | 0.0146 | 3.6354 | -0.013 | -3.237 | -0.0067 | -1.6683 | -0.013 | -3.237 | -0.0067 | -1.6683
1430 | [35 empty] | 0 | 0 | 0.1 |  |  | 0 | 0 | 0.1 | [37 empty] | 0 | 0 | 0 | -0.0047 | -1.1703 | 0.0032 | 0.7968 | -0.0027 | -0.6723 | 0.0012 | 0.2988 | 0.0146 | 3.6354 | -0.013 | -3.237 | -0.0067 | -1.6683 | -0.013 | -3.237 | -0.0067 | -1.6683
1431 | [35 empty] | 0 | 0 | 0.1 |  |  | 0 | 0 | 0.1 | [37 empty] | 0 | 0 | 0 | -0.0047 | -1.1703 | 0.0032 | 0.7968 | -0.0027 | -0.6723 | 0.0012 | 0.2988 | 0.0146 | 3.6354 | -0.013 | -3.237 | -0.0067 | -1.6683 | -0.013 | -3.237 | -0.0067 | -1.6683
1432 | [35 empty] | 0 | 0 | 0.1 |  |  | 0 | 0 | 0.1 | [37 empty] | 0 | 0 | 0 | -0.0047 | -1.1703 | 0.0032 | 0.7968 | -0.0027 | -0.6723 | 0.0012 | 0.2988 | 0.0146 | 3.6354 | -0.013 | -3.237 | -0.0067 | -1.6683 | -0.013 | -3.237 | -0.0067 | -1.6683
1433 | [35 empty] | 0 | 0 | 0.1 |  |  | 0 | 0 | 0.1 | [37 empty] | 0 | 0 | 0 | -0.0047 | -1.1703 | 0.0032 | 0.7968 | -0.0027 | -0.6723 | 0.0012 | 0.2988 | 0.0146 | 3.6354 | -0.013 | -3.237 | -0.0067 | -1.6683 | -0.013 | -3.237 | -0.0067 | -1.6683
1434 | [35 empty] | 0 | 0 | 0.1 |  |  | 0 | 0 | 0.1 | [37 empty] | 0 | 0 | 0 | -0.0047 | -1.1703 | 0.0032 | 0.7968 | -0.0027 | -0.6723 | 0.0012 | 0.2988 | 0.0146 | 3.6354 | -0.013 | -3.237 | -0.0067 | -1.6683 | -0.013 | -3.237 | -0.0067 | -1.6683
1435 | [35 empty] | 0 | 0 | 0.1 |  |  | 0 | 0 | 0.1 | [37 empty] | 0 | 0 | 0 | -0.0047 | -1.1703 | 0.0032 | 0.7968 | -0.0027 | -0.6723 | 0.0012 | 0.2988 | 0.0146 | 3.6354 | -0.013 | -3.237 | -0.0067 | -1.6683 | -0.013 | -3.237 | -0.0067 | -1.6683
1436 | [35 empty] | 0 | 0 | 0.1 |  |  | 0 | 0 | 0.1 | [37 empty] | 0 | 0 | 0 | -0.0047 | -1.1703 | 0.0032 | 0.7968 | -0.0027 | -0.6723 | 0.0012 | 0.2988 | 0.0146 | 3.6354 | -0.013 | -3.237 | -0.0067 | -1.6683 | -0.013 | -3.237 | -0.0067 | -1.6683
1437 | [35 empty] | 0 | 0 | 0.1 |  |  | 0 | 0 | 0.1 | [37 empty] | 0 | 0 | 0 | -0.0047 | -1.1703 | 0.0032 | 0.7968 | -0.0027 | -0.6723 | 0.0012 | 0.2988 | 0.0146 | 3.6354 | -0.013 | -3.237 | -0.0067 | -1.6683 | -0.013 | -3.237 | -0.0067 | -1.6683
1438 | [35 empty] | 0 | 0 | 0.1 |  |  | 0 | 0 | 0.1 | [37 empty] | 0 | 0 | 0 | -0.0047 | -1.1703 | 0.0032 | 0.7968 | -0.0027 | -0.6723 | 0.0012 | 0.2988 | 0.0146 | 3.6354 | -0.013 | -3.237 | -0.0067 | -1.6683 | -0.013 | -3.237 | -0.0067 | -1.6683
1439 | [35 empty] | 0 | 0 | 0.1 |  |  | 0 | 0 | 0.1 | [37 empty] | 0 | 0 | 0 | -0.0047 | -1.1703 | 0.0032 | 0.7968 | -0.0027 | -0.6723 | 0.0012 | 0.2988 | 0.0146 | 3.6354 | -0.013 | -3.237 | -0.0067 | -1.6683 | -0.013 | -3.237 | -0.0067 | -1.6683
1440 | [35 empty] | 0 | 0 | 0.1 |  |  | 0 | 0 | 0.1 | [37 empty] | 0 | 0 | 0 | -0.0047 | -1.1703 | 0.0032 | 0.7968 | -0.0027 | -0.6723 | 0.0012 | 0.2988 | 0.0146 | 3.6354 | -0.013 | -3.237 | -0.0067 | -1.6683 | -0.013 | -3.237 | -0.0067 | -1.6683
1441 | [35 empty] | 0 | 0 | 0.1 |  |  | 0 | 0 | 0.1 | [37 empty] | 0 | 0 | 0 | -0.0047 | -1.1703 | 0.0032 | 0.7968 | -0.0027 | -0.6723 | 0.0012 | 0.2988 | 0.0146 | 3.6354 | -0.013 | -3.237 | -0.0067 | -1.6683 | -0.013 | -3.237 | -0.0067 | -1.6683
1442 | [35 empty] | 0 | 0 | 0.1 |  |  | 0 | 0 | 0.1 | [37 empty] | 0 | 0 | 0 | -0.0047 | -1.1703 | 0.0032 | 0.7968 | -0.0027 | -0.6723 | 0.0012 | 0.2988 | 0.0146 | 3.6354 | -0.013 | -3.237 | -0.0067 | -1.6683 | -0.013 | -3.237 | -0.0067 | -1.6683
1443 | [35 empty] | 0 | 0 | 0.1 |  |  | 0 | 0 | 0.1 | [37 empty] | 0 | 0 | 0 | -0.0047 | -1.1703 | 0.0032 | 0.7968 | -0.0027 | -0.6723 | 0.0012 | 0.2988 | 0.0146 | 3.6354 | -0.013 | -3.237 | -0.0067 | -1.6683 | -0.013 | -3.237 | -0.0067 | -1.6683
1444 | [35 empty] | 0 | 0 | 0.1 |  |  | 0 | 0 | 0.1 | [37 empty] | 0 | 0 | 0 | -0.0047 | -1.1703 | 0.0032 | 0.7968 | -0.0027 | -0.6723 | 0.0012 | 0.2988 | 0.0146 | 3.6354 | -0.013 | -3.237 | -0.0067 | -1.6683 | -0.013 | -3.237 | -0.0067 | -1.6683
1445 | [35 empty] | 0 | 0 | 0.1 |  |  | 0 | 0 | 0.1 | [37 empty] | 0 | 0 | 0 | -0.0047 | -1.1703 | 0.0032 | 0.7968 | -0.0027 | -0.6723 | 0.0012 | 0.2988 | 0.0146 | 3.6354 | -0.013 | -3.237 | -0.0067 | -1.6683 | -0.013 | -3.237 | -0.0067 | -1.6683
1446 | [35 empty] | 0 | 0 | 0.1 |  |  | 0 | 0 | 0.1 | [37 empty] | 0 | 0 | 0 | -0.0047 | -1.1703 | 0.0032 | 0.7968 | -0.0027 | -0.6723 | 0.0012 | 0.2988 | 0.0146 | 3.6354 | -0.013 | -3.237 | -0.0067 | -1.6683 | -0.013 | -3.237 | -0.0067 | -1.6683
1447 | [35 empty] | 0 | 0 | 0.1 |  |  | 0 | 0 | 0.1 | [37 empty] | 0 | 0 | 0 | -0.0047 | -1.1703 | 0.0032 | 0.7968 | -0.0027 | -0.6723 | 0.0012 | 0.2988 | 0.0146 | 3.6354 | -0.013 | -3.237 | -0.0067 | -1.6683 | -0.013 | -3.237 | -0.0067 | -1.6683
1448 | [35 empty] | 0 | 0 | 0.1 |  |  | 0 | 0 | 0.1 | [37 empty] | 0 | 0 | 0 | -0.0047 | -1.1703 | 0.0032 | 0.7968 | -0.0027 | -0.6723 | 0.0012 | 0.2988 | 0.0146 | 3.6354 | -0.013 | -3.237 | -0.0067 | -1.6683 | -0.013 | -3.237 | -0.0067 | -1.6683
1449 | [35 empty] | 0 | 0 | 0.1 |  |  | 0 | 0 | 0.1 | [37 empty] | 0 | 0 | 0 | -0.0047 | -1.1703 | 0.0032 | 0.7968 | -0.0027 | -0.6723 | 0.0012 | 0.2988 | 0.0146 | 3.6354 | -0.013 | -3.237 | -0.0067 | -1.6683 | -0.013 | -3.237 | -0.0067 | -1.6683
1450 | [35 empty] | 0 | 0 | 0.1 |  |  | 0 | 0 | 0.1 | [37 empty] | 0 | 0 | 0 | -0.0047 | -1.1703 | 0.0032 | 0.7968 | -0.0027 | -0.6723 | 0.0012 | 0.2988 | 0.0146 | 3.6354 | -0.013 | -3.237 | -0.0067 | -1.6683 | -0.013 | -3.237 | -0.0067 | -1.6683
1451 | [35 empty] | 0 | 0 | 0.1 |  |  | 0 | 0 | 0.1 | [37 empty] | 0 | 0 | 0 | -0.0047 | -1.1703 | 0.0032 | 0.7968 | -0.0027 | -0.6723 | 0.0012 | 0.2988 | 0.0146 | 3.6354 | -0.013 | -3.237 | -0.0067 | -1.6683 | -0.013 | -3.237 | -0.0067 | -1.6683
1452 | [35 empty] | 0 | 0 | 0.1 |  |  | 0 | 0 | 0.1 | [37 empty] | 0 | 0 | 0 | -0.0047 | -1.1703 | 0.0032 | 0.7968 | -0.0027 | -0.6723 | 0.0012 | 0.2988 | 0.0146 | 3.6354 | -0.013 | -3.237 | -0.0067 | -1.6683 | -0.013 | -3.237 | -0.0067 | -1.6683
1453 | [35 empty] | 0 | 0 | 0.1 |  |  | 0 | 0 | 0.1 | [37 empty] | 0 | 0 | 0 | -0.0047 | -1.1703 | 0.0032 | 0.7968 | -0.0027 | -0.6723 | 0.0012 | 0.2988 | 0.0146 | 3.6354 | -0.013 | -3.237 | -0.0067 | -1.6683 | -0.013 | -3.237 | -0.0067 | -1.6683
1454 | [35 empty] | 0 | 0 | 0.1 |  |  | 0 | 0 | 0.1 | [37 empty] | 0 | 0 | 0 | -0.0047 | -1.1703 | 0.0032 | 0.7968 | -0.0027 | -0.6723 | 0.0012 | 0.2988 | 0.0146 | 3.6354 | -0.013 | -3.237 | -0.0067 | -1.6683 | -0.013 | -3.237 | -0.0067 | -1.6683
1455 | [35 empty] | 0 | 0 | 0.1 |  |  | 0 | 0 | 0.1 | [37 empty] | 0 | 0 | 0 | -0.0047 | -1.1703 | 0.0032 | 0.7968 | -0.0027 | -0.6723 | 0.0012 | 0.2988 | 0.0146 | 3.6354 | -0.013 | -3.237 | -0.0067 | -1.6683 | -0.013 | -3.237 | -0.0067 | -1.6683
1456 | [35 empty] | 0 | 0 | 0.1 |  |  | 0 | 0 | 0.1 | [37 empty] | 0 | 0 | 0 | -0.0047 | -1.1703 | 0.0032 | 0.7968 | -0.0027 | -0.6723 | 0.0012 | 0.2988 | 0.0146 | 3.6354 | -0.013 | -3.237 | -0.0067 | -1.6683 | -0.013 | -3.237 | -0.0067 | -1.6683
1457 | [35 empty] | 0 | 0 | 0.1 |  |  | 0 | 0 | 0.1 | [37 empty] | 0 | 0 | 0 | -0.0047 | -1.1703 | 0.0032 | 0.7968 | -0.0027 | -0.6723 | 0.0012 | 0.2988 | 0.0146 | 3.6354 | -0.013 | -3.237 | -0.0067 | -1.6683 | -0.013 | -3.237 | -0.0067 | -1.6683
1458 | [35 empty] | 0 | 0 | 0.1 |  |  | 0 | 0 | 0.1 | [37 empty] | 0 | 0 | 0 | -0.0047 | -1.1703 | 0.0032 | 0.7968 | -0.0027 | -0.6723 | 0.0012 | 0.2988 | 0.0146 | 3.6354 | -0.013 | -3.237 | -0.0067 | -1.6683 | -0.013 | -3.237 | -0.0067 | -1.6683
1459 | [35 empty] | 0 | 0 | 0.1 |  |  | 0 | 0 | 0.1 | [37 empty] | 0 | 0 | 0 | -0.0047 | -1.1703 | 0.0032 | 0.7968 | -0.0027 | -0.6723 | 0.0012 | 0.2988 | 0.0146 | 3.6354 | -0.013 | -3.237 | -0.0067 | -1.6683 | -0.013 | -3.237 | -0.0067 | -1.6683
1460 | [35 empty] | 0 | 0 | 0.1 |  |  | 0 | 0 | 0.1 | [37 empty] | 0 | 0 | 0 | -0.0047 | -1.1703 | 0.0032 | 0.7968 | -0.0027 | -0.6723 | 0.0012 | 0.2988 | 0.0146 | 3.6354 | -0.013 | -3.237 | -0.0067 | -1.6683 | -0.013 | -3.237 | -0.0067 | -1.6683
1461 | [35 empty] | 0 | 0 | 0.1 |  |  | 0 | 0 | 0.1 | [37 empty] | 0 | 0 | 0 | -0.0047 | -1.1703 | 0.0032 | 0.7968 | -0.0027 | -0.6723 | 0.0012 | 0.2988 | 0.0146 | 3.6354 | -0.013 | -3.237 | -0.0067 | -1.6683 | -0.013 | -3.237 | -0.0067 | -1.6683
1462 | [35 empty] | 0 | 0 | 0.1 |  |  | 0 | 0 | 0.1 | [37 empty] | 0 | 0 | 0 | -0.0047 | -1.1703 | 0.0032 | 0.7968 | -0.0027 | -0.6723 | 0.0012 | 0.2988 | 0.0146 | 3.6354 | -0.013 | -3.237 | -0.0067 | -1.6683 | -0.013 | -3.237 | -0.0067 | -1.6683
1463 | [35 empty] | 0 | 0 | 0.1 |  |  | 0 | 0 | 0.1 | [37 empty] | 0 | 0 | 0 | -0.0047 | -1.1703 | 0.0032 | 0.7968 | -0.0027 | -0.6723 | 0.0012 | 0.2988 | 0.0146 | 3.6354 | -0.013 | -3.237 | -0.0067 | -1.6683 | -0.013 | -3.237 | -0.0067 | -1.6683
1464 | [35 empty] | 0 | 0 | 0.1 |  |  | 0 | 0 | 0.1 | [37 empty] | 0 | 0 | 0 | -0.0047 | -1.1703 | 0.0032 | 0.7968 | -0.0027 | -0.6723 | 0.0012 | 0.2988 | 0.0146 | 3.6354 | -0.013 | -3.237 | -0.0067 | -1.6683 | -0.013 | -3.237 | -0.0067 | -1.6683
1465 | [35 empty] | 0 | 0 | 0.1 |  |  | 0 | 0 | 0.1 | [37 empty] | 0 | 0 | 0 | -0.0047 | -1.1703 | 0.0032 | 0.7968 | -0.0027 | -0.6723 | 0.0012 | 0.2988 | 0.0146 | 3.6354 | -0.013 | -3.237 | -0.0067 | -1.6683 | -0.013 | -3.237 | -0.0067 | -1.6683
1466 | [35 empty] | 0 | 0 | 0.1 |  |  | 0 | 0 | 0.1 | [37 empty] | 0 | 0 | 0 | -0.0047 | -1.1703 | 0.0032 | 0.7968 | -0.0027 | -0.6723 | 0.0012 | 0.2988 | 0.0146 | 3.6354 | -0.013 | -3.237 | -0.0067 | -1.6683 | -0.013 | -3.237 | -0.0067 | -1.6683
1467 | [35 empty] | 0 | 0 | 0.1 |  |  | 0 | 0 | 0.1 | [37 empty] | 0 | 0 | 0 | -0.0047 | -1.1703 | 0.0032 | 0.7968 | -0.0027 | -0.6723 | 0.0012 | 0.2988 | 0.0146 | 3.6354 | -0.013 | -3.237 | -0.0067 | -1.6683 | -0.013 | -3.237 | -0.0067 | -1.6683
1468 | [35 empty] | 0 | 0 | 0.1 |  |  | 0 | 0 | 0.1 | [37 empty] | 0 | 0 | 0 | -0.0047 | -1.1703 | 0.0032 | 0.7968 | -0.0027 | -0.6723 | 0.0012 | 0.2988 | 0.0146 | 3.6354 | -0.013 | -3.237 | -0.0067 | -1.6683 | -0.013 | -3.237 | -0.0067 | -1.6683
1469 | [35 empty] | 0 | 0 | 0.1 |  |  | 0 | 0 | 0.1 | [37 empty] | 0 | 0 | 0 | -0.0047 | -1.1703 | 0.0032 | 0.7968 | -0.0027 | -0.6723 | 0.0012 | 0.2988 | 0.0146 | 3.6354 | -0.013 | -3.237 | -0.0067 | -1.6683 | -0.013 | -3.237 | -0.0067 | -1.6683
1470 | [35 empty] | 0 | 0 | 0.1 |  |  | 0 | 0 | 0.1 | [37 empty] | 0 | 0 | 0 | -0.0047 | -1.1703 | 0.0032 | 0.7968 | -0.0027 | -0.6723 | 0.0012 | 0.2988 | 0.0146 | 3.6354 | -0.013 | -3.237 | -0.0067 | -1.6683 | -0.013 | -3.237 | -0.0067 | -1.6683
1471 | [35 empty] | 0 | 0 | 0.1 |  |  | 0 | 0 | 0.1 | [37 empty] | 0 | 0 | 0 | -0.0047 | -1.1703 | 0.0032 | 0.7968 | -0.0027 | -0.6723 | 0.0012 | 0.2988 | 0.0146 | 3.6354 | -0.013 | -3.237 | -0.0067 | -1.6683 | -0.013 | -3.237 | -0.0067 | -1.6683
1472 | [35 empty] | 0 | 0 | 0.1 |  |  | 0 | 0 | 0.1 | [37 empty] | 0 | 0 | 0 | -0.0047 | -1.1703 | 0.0032 | 0.7968 | -0.0027 | -0.6723 | 0.0012 | 0.2988 | 0.0146 | 3.6354 | -0.013 | -3.237 | -0.0067 | -1.6683 | -0.013 | -3.237 | -0.0067 | -1.6683
1473 | [35 empty] | 0 | 0 | 0.1 |  |  | 0 | 0 | 0.1 | [37 empty] | 0 | 0 | 0 | -0.0047 | -1.1703 | 0.0032 | 0.7968 | -0.0027 | -0.6723 | 0.0012 | 0.2988 | 0.0146 | 3.6354 | -0.013 | -3.237 | -0.0067 | -1.6683 | -0.013 | -3.237 | -0.0067 | -1.6683
1474 | [35 empty] | 0 | 0 | 0.1 |  |  | 0 | 0 | 0.1 | [37 empty] | 0 | 0 | 0 | -0.0047 | -1.1703 | 0.0032 | 0.7968 | -0.0027 | -0.6723 | 0.0012 | 0.2988 | 0.0146 | 3.6354 | -0.013 | -3.237 | -0.0067 | -1.6683 | -0.013 | -3.237 | -0.0067 | -1.6683
1475 | [35 empty] | 0 | 0 | 0.1 |  |  | 0 | 0 | 0.1 | [37 empty] | 0 | 0 | 0 | -0.0047 | -1.1703 | 0.0032 | 0.7968 | -0.0027 | -0.6723 | 0.0012 | 0.2988 | 0.0146 | 3.6354 | -0.013 | -3.237 | -0.0067 | -1.6683 | -0.013 | -3.237 | -0.0067 | -1.6683
1476 | [35 empty] | 0 | 0 | 0.1 |  |  | 0 | 0 | 0.1 | [37 empty] | 0 | 0 | 0 | -0.0047 | -1.1703 | 0.0032 | 0.7968 | -0.0027 | -0.6723 | 0.0012 | 0.2988 | 0.0146 | 3.6354 | -0.013 | -3.237 | -0.0067 | -1.6683 | -0.013 | -3.237 | -0.0067 | -1.6683
1477 | [35 empty] | 0 | 0 | 0.1 |  |  | 0 | 0 | 0.1 | [37 empty] | 0 | 0 | 0 | -0.0047 | -1.1703 | 0.0032 | 0.7968 | -0.0027 | -0.6723 | 0.0012 | 0.2988 | 0.0146 | 3.6354 | -0.013 | -3.237 | -0.0067 | -1.6683 | -0.013 | -3.237 | -0.0067 | -1.6683
1478 | [35 empty] | 0 | 0 | 0.1 |  |  | 0 | 0 | 0.1 | [37 empty] | 0 | 0 | 0 | -0.0047 | -1.1703 | 0.0032 | 0.7968 | -0.0027 | -0.6723 | 0.0012 | 0.2988 | 0.0146 | 3.6354 | -0.013 | -3.237 | -0.0067 | -1.6683 | -0.013 | -3.237 | -0.0067 | -1.6683
1479 | [35 empty] | 0 | 0 | 0.1 |  |  | 0 | 0 | 0.1 | [37 empty] | 0 | 0 | 0 | -0.0047 | -1.1703 | 0.0032 | 0.7968 | -0.0027 | -0.6723 | 0.0012 | 0.2988 | 0.0146 | 3.6354 | -0.013 | -3.237 | -0.0067 | -1.6683 | -0.013 | -3.237 | -0.0067 | -1.6683
1480 | [35 empty] | 0 | 0 | 0.1 |  |  | 0 | 0 | 0.1 | [37 empty] | 0 | 0 | 0 | -0.0047 | -1.1703 | 0.0032 | 0.7968 | -0.0027 | -0.6723 | 0.0012 | 0.2988 | 0.0146 | 3.6354 | -0.013 | -3.237 | -0.0067 | -1.6683 | -0.013 | -3.237 | -0.0067 | -1.6683
1481 | [35 empty] | 0 | 0 | 0.1 |  |  | 0 | 0 | 0.1 | [37 empty] | 0 | 0 | 0 | -0.0047 | -1.1703 | 0.0032 | 0.7968 | -0.0027 | -0.6723 | 0.0012 | 0.2988 | 0.0146 | 3.6354 | -0.013 | -3.237 | -0.0067 | -1.6683 | -0.013 | -3.237 | -0.0067 | -1.6683
1482 | [35 empty] | 0 | 0 | 0.1 |  |  | 0 | 0 | 0.1 | [37 empty] | 0 | 0 | 0 | -0.0047 | -1.1703 | 0.0032 | 0.7968 | -0.0027 | -0.6723 | 0.0012 | 0.2988 | 0.0146 | 3.6354 | -0.013 | -3.237 | -0.0067 | -1.6683 | -0.013 | -3.237 | -0.0067 | -1.6683
1483 | [35 empty] | 0 | 0 | 0.1 |  |  | 0 | 0 | 0.1 | [37 empty] | 0 | 0 | 0 | -0.0047 | -1.1703 | 0.0032 | 0.7968 | -0.0027 | -0.6723 | 0.0012 | 0.2988 | 0.0146 | 3.6354 | -0.013 | -3.237 | -0.0067 | -1.6683 | -0.013 | -3.237 | -0.0067 | -1.6683
1484 | [35 empty] | 0 | 0 | 0.1 |  |  | 0 | 0 | 0.1 | [37 empty] | 0 | 0 | 0 | -0.0047 | -1.1703 | 0.0032 | 0.7968 | -0.0027 | -0.6723 | 0.0012 | 0.2988 | 0.0146 | 3.6354 | -0.013 | -3.237 | -0.0067 | -1.6683 | -0.013 | -3.237 | -0.0067 | -1.6683
1485 | [35 empty] | 0 | 0 | 0.1 |  |  | 0 | 0 | 0.1 | [37 empty] | 0 | 0 | 0 | -0.0047 | -1.1703 | 0.0032 | 0.7968 | -0.0027 | -0.6723 | 0.0012 | 0.2988 | 0.0146 | 3.6354 | -0.013 | -3.237 | -0.0067 | -1.6683 | -0.013 | -3.237 | -0.0067 | -1.6683
1486 | [35 empty] | 0 | 0 | 0.1 |  |  | 0 | 0 | 0.1 | [37 empty] | 0 | 0 | 0 | -0.0047 | -1.1703 | 0.0032 | 0.7968 | -0.0027 | -0.6723 | 0.0012 | 0.2988 | 0.0146 | 3.6354 | -0.013 | -3.237 | -0.0067 | -1.6683 | -0.013 | -3.237 | -0.0067 | -1.6683
1487 | [35 empty] | 0 | 0 | 0.1 |  |  | 0 | 0 | 0.1 | [37 empty] | 0 | 0 | 0 | -0.0047 | -1.1703 | 0.0032 | 0.7968 | -0.0027 | -0.6723 | 0.0012 | 0.2988 | 0.0146 | 3.6354 | -0.013 | -3.237 | -0.0067 | -1.6683 | -0.013 | -3.237 | -0.0067 | -1.6683
1488 | [35 empty] | 0 | 0 | 0.1 |  |  | 0 | 0 | 0.1 | [37 empty] | 0 | 0 | 0 | -0.0047 | -1.1703 | 0.0032 | 0.7968 | -0.0027 | -0.6723 | 0.0012 | 0.2988 | 0.0146 | 3.6354 | -0.013 | -3.237 | -0.0067 | -1.6683 | -0.013 | -3.237 | -0.0067 | -1.6683
1489 | [35 empty] | 0 | 0 | 0.1 |  |  | 0 | 0 | 0.1 | [37 empty] | 0 | 0 | 0 | -0.0047 | -1.1703 | 0.0032 | 0.7968 | -0.0027 | -0.6723 | 0.0012 | 0.2988 | 0.0146 | 3.6354 | -0.013 | -3.237 | -0.0067 | -1.6683 | -0.013 | -3.237 | -0.0067 | -1.6683
1490 | [35 empty] | 0 | 0 | 0.1 |  |  | 0 | 0 | 0.1 | [37 empty] | 0 | 0 | 0 | -0.0047 | -1.1703 | 0.0032 | 0.7968 | -0.0027 | -0.6723 | 0.0012 | 0.2988 | 0.0146 | 3.6354 | -0.013 | -3.237 | -0.0067 | -1.6683 | -0.013 | -3.237 | -0.0067 | -1.6683
1491 | [35 empty] | 0 | 0 | 0.1 |  |  | 0 | 0 | 0.1 | [37 empty] | 0 | 0 | 0 | -0.0047 | -1.1703 | 0.0032 | 0.7968 | -0.0027 | -0.6723 | 0.0012 | 0.2988 | 0.0146 | 3.6354 | -0.013 | -3.237 | -0.0067 | -1.6683 | -0.013 | -3.237 | -0.0067 | -1.6683
1492 | [35 empty] | 0 | 0 | 0.1 |  |  | 0 | 0 | 0.1 | [37 empty] | 0 | 0 | 0 | -0.0047 | -1.1703 | 0.0032 | 0.7968 | -0.0027 | -0.6723 | 0.0012 | 0.2988 | 0.0146 | 3.6354 | -0.013 | -3.237 | -0.0067 | -1.6683 | -0.013 | -3.237 | -0.0067 | -1.6683
1493 | [35 empty] | 0 | 0 | 0.1 |  |  | 0 | 0 | 0.1 | [37 empty] | 0 | 0 | 0 | -0.0047 | -1.1703 | 0.0032 | 0.7968 | -0.0027 | -0.6723 | 0.0012 | 0.2988 | 0.0146 | 3.6354 | -0.013 | -3.237 | -0.0067 | -1.6683 | -0.013 | -3.237 | -0.0067 | -1.6683
1494 | [35 empty] | 0 | 0 | 0.1 |  |  | 0 | 0 | 0.1 | [37 empty] | 0 | 0 | 0 | -0.0047 | -1.1703 | 0.0032 | 0.7968 | -0.0027 | -0.6723 | 0.0012 | 0.2988 | 0.0146 | 3.6354 | -0.013 | -3.237 | -0.0067 | -1.6683 | -0.013 | -3.237 | -0.0067 | -1.6683
1495 | [35 empty] | 0 | 0 | 0.1 |  |  | 0 | 0 | 0.1 | [37 empty] | 0 | 0 | 0 | -0.0047 | -1.1703 | 0.0032 | 0.7968 | -0.0027 | -0.6723 | 0.0012 | 0.2988 | 0.0146 | 3.6354 | -0.013 | -3.237 | -0.0067 | -1.6683 | -0.013 | -3.237 | -0.0067 | -1.6683
1496 | [35 empty] | 0 | 0 | 0.1 |  |  | 0 | 0 | 0.1 | [37 empty] | 0 | 0 | 0 | -0.0047 | -1.1703 | 0.0032 | 0.7968 | -0.0027 | -0.6723 | 0.0012 | 0.2988 | 0.0146 | 3.6354 | -0.013 | -3.237 | -0.0067 | -1.6683 | -0.013 | -3.237 | -0.0067 | -1.6683
1497 | [35 empty] | 0 | 0 | 0.1 |  |  | 0 | 0 | 0.1 | [37 empty] | 0 | 0 | 0 | -0.0047 | -1.1703 | 0.0032 | 0.7968 | -0.0027 | -0.6723 | 0.0012 | 0.2988 | 0.0146 | 3.6354 | -0.013 | -3.237 | -0.0067 | -1.6683 | -0.013 | -3.237 | -0.0067 | -1.6683
1498 | [35 empty] | 0 | 0 | 0.1 |  |  | 0 | 0 | 0.1 | [37 empty] | 0 | 0 | 0 | -0.0047 | -1.1703 | 0.0032 | 0.7968 | -0.0027 | -0.6723 | 0.0012 | 0.2988 | 0.0146 | 3.6354 | -0.013 | -3.237 | -0.0067 | -1.6683 | -0.013 | -3.237 | -0.0067 | -1.6683
1499 | [35 empty] | 0 | 0 | 0.1 |  |  | 0 | 0 | 0.1 | [37 empty] | 0 | 0 | 0 | -0.0047 | -1.1703 | 0.0032 | 0.7968 | -0.0027 | -0.6723 | 0.0012 | 0.2988 | 0.0146 | 3.6354 | -0.013 | -3.237 | -0.0067 | -1.6683 | -0.013 | -3.237 | -0.0067 | -1.6683
1500 | [35 empty] | 0 | 0 | 0.1 |  |  | 0 | 0 | 0.1 | [37 empty] | 0 | 0 | 0 | -0.0047 | -1.1703 | 0.0032 | 0.7968 | -0.0027 | -0.6723 | 0.0012 | 0.2988 | 0.0146 | 3.6354 | -0.013 | -3.237 | -0.0067 | -1.6683 | -0.013 | -3.237 | -0.0067 | -1.6683
1501 | [35 empty] | 0 | 0 | 0.1 |  |  | 0 | 0 | 0.1 | [37 empty] | 0 | 0 | 0 | -0.0047 | -1.1703 | 0.0032 | 0.7968 | -0.0027 | -0.6723 | 0.0012 | 0.2988 | 0.0146 | 3.6354 | -0.013 | -3.237 | -0.0067 | -1.6683 | -0.013 | -3.237 | -0.0067 | -1.6683
1502 | [35 empty] | 0 | 0 | 0.1 |  |  | 0 | 0 | 0.1 | [37 empty] | 0 | 0 | 0 | -0.0047 | -1.1703 | 0.0032 | 0.7968 | -0.0027 | -0.6723 | 0.0012 | 0.2988 | 0.0146 | 3.6354 | -0.013 | -3.237 | -0.0067 | -1.6683 | -0.013 | -3.237 | -0.0067 | -1.6683
1503 | [35 empty] | 0 | 0 | 0.1 |  |  | 0 | 0 | 0.1 | [37 empty] | 0 | 0 | 0 | -0.0047 | -1.1703 | 0.0032 | 0.7968 | -0.0027 | -0.6723 | 0.0012 | 0.2988 | 0.0146 | 3.6354 | -0.013 | -3.237 | -0.0067 | -1.6683 | -0.013 | -3.237 | -0.0067 | -1.6683
1504 | [35 empty] | 0 | 0 | 0.1 |  |  | 0 | 0 | 0.1 | [37 empty] | 0 | 0 | 0 | -0.0047 | -1.1703 | 0.0032 | 0.7968 | -0.0027 | -0.6723 | 0.0012 | 0.2988 | 0.0146 | 3.6354 | -0.013 | -3.237 | -0.0067 | -1.6683 | -0.013 | -3.237 | -0.0067 | -1.6683
1505 | [35 empty] | 0 | 0 | 0.1 |  |  | 0 | 0 | 0.1 | [37 empty] | 0 | 0 | 0 | -0.0047 | -1.1703 | 0.0032 | 0.7968 | -0.0027 | -0.6723 | 0.0012 | 0.2988 | 0.0146 | 3.6354 | -0.013 | -3.237 | -0.0067 | -1.6683 | -0.013 | -3.237 | -0.0067 | -1.6683
1506 | [35 empty] | 0 | 0 | 0.1 |  |  | 0 | 0 | 0.1 | [37 empty] | 0 | 0 | 0 | -0.0047 | -1.1703 | 0.0032 | 0.7968 | -0.0027 | -0.6723 | 0.0012 | 0.2988 | 0.0146 | 3.6354 | -0.013 | -3.237 | -0.0067 | -1.6683 | -0.013 | -3.237 | -0.0067 | -1.6683
1507 | [35 empty] | 0 | 0 | 0.1 |  |  | 0 | 0 | 0.1 | [37 empty] | 0 | 0 | 0 | -0.0047 | -1.1703 | 0.0032 | 0.7968 | -0.0027 | -0.6723 | 0.0012 | 0.2988 | 0.0146 | 3.6354 | -0.013 | -3.237 | -0.0067 | -1.6683 | -0.013 | -3.237 | -0.0067 | -1.6683
1508 | [35 empty] | 0 | 0 | 0.1 |  |  | 0 | 0 | 0.1 | [37 empty] | 0 | 0 | 0 | -0.0047 | -1.1703 | 0.0032 | 0.7968 | -0.0027 | -0.6723 | 0.0012 | 0.2988 | 0.0146 | 3.6354 | -0.013 | -3.237 | -0.0067 | -1.6683 | -0.013 | -3.237 | -0.0067 | -1.6683
1509 | [35 empty] | 0 | 0 | 0.1 |  |  | 0 | 0 | 0.1 | [37 empty] | 0 | 0 | 0 | -0.0047 | -1.1703 | 0.0032 | 0.7968 | -0.0027 | -0.6723 | 0.0012 | 0.2988 | 0.0146 | 3.6354 | -0.013 | -3.237 | -0.0067 | -1.6683 | -0.013 | -3.237 | -0.0067 | -1.6683
1510 | [35 empty] | 0 | 0 | 0.1 |  |  | 0 | 0 | 0.1 | [37 empty] | 0 | 0 | 0 | -0.0047 | -1.1703 | 0.0032 | 0.7968 | -0.0027 | -0.6723 | 0.0012 | 0.2988 | 0.0146 | 3.6354 | -0.013 | -3.237 | -0.0067 | -1.6683 | -0.013 | -3.237 | -0.0067 | -1.6683
1511 | [35 empty] | 0 | 0 | 0.1 |  |  | 0 | 0 | 0.1 | [37 empty] | 0 | 0 | 0 | -0.0047 | -1.1703 | 0.0032 | 0.7968 | -0.0027 | -0.6723 | 0.0012 | 0.2988 | 0.0146 | 3.6354 | -0.013 | -3.237 | -0.0067 | -1.6683 | -0.013 | -3.237 | -0.0067 | -1.6683
1512 | [35 empty] | 0 | 0 | 0.1 |  |  | 0 | 0 | 0.1 | [37 empty] | 0 | 0 | 0 | -0.0047 | -1.1703 | 0.0032 | 0.7968 | -0.0027 | -0.6723 | 0.0012 | 0.2988 | 0.0146 | 3.6354 | -0.013 | -3.237 | -0.0067 | -1.6683 | -0.013 | -3.237 | -0.0067 | -1.6683
1513 | [35 empty] | 0 | 0 | 0.1 |  |  | 0 | 0 | 0.1 | [37 empty] | 0 | 0 | 0 | -0.0047 | -1.1703 | 0.0032 | 0.7968 | -0.0027 | -0.6723 | 0.0012 | 0.2988 | 0.0146 | 3.6354 | -0.013 | -3.237 | -0.0067 | -1.6683 | -0.013 | -3.237 | -0.0067 | -1.6683
1514 | [35 empty] | 0 | 0 | 0.1 |  |  | 0 | 0 | 0.1 | [37 empty] | 0 | 0 | 0 | -0.0047 | -1.1703 | 0.0032 | 0.7968 | -0.0027 | -0.6723 | 0.0012 | 0.2988 | 0.0146 | 3.6354 | -0.013 | -3.237 | -0.0067 | -1.6683 | -0.013 | -3.237 | -0.0067 | -1.6683
1515 | [35 empty] | 0 | 0 | 0.1 |  |  | 0 | 0 | 0.1 | [37 empty] | 0 | 0 | 0 | -0.0047 | -1.1703 | 0.0032 | 0.7968 | -0.0027 | -0.6723 | 0.0012 | 0.2988 | 0.0146 | 3.6354 | -0.013 | -3.237 | -0.0067 | -1.6683 | -0.013 | -3.237 | -0.0067 | -1.6683
1516 | [35 empty] | 0 | 0 | 0.1 |  |  | 0 | 0 | 0.1 | [37 empty] | 0 | 0 | 0 | -0.0047 | -1.1703 | 0.0032 | 0.7968 | -0.0027 | -0.6723 | 0.0012 | 0.2988 | 0.0146 | 3.6354 | -0.013 | -3.237 | -0.0067 | -1.6683 | -0.013 | -3.237 | -0.0067 | -1.6683
1517 | [35 empty] | 0 | 0 | 0.1 |  |  | 0 | 0 | 0.1 | [37 empty] | 0 | 0 | 0 | -0.0047 | -1.1703 | 0.0032 | 0.7968 | -0.0027 | -0.6723 | 0.0012 | 0.2988 | 0.0146 | 3.6354 | -0.013 | -3.237 | -0.0067 | -1.6683 | -0.013 | -3.237 | -0.0067 | -1.6683
1518 | [35 empty] | 0 | 0 | 0.1 |  |  | 0 | 0 | 0.1 | [37 empty] | 0 | 0 | 0 | -0.0047 | -1.1703 | 0.0032 | 0.7968 | -0.0027 | -0.6723 | 0.0012 | 0.2988 | 0.0146 | 3.6354 | -0.013 | -3.237 | -0.0067 | -1.6683 | -0.013 | -3.237 | -0.0067 | -1.6683
1519 | [35 empty] | 0 | 0 | 0.1 |  |  | 0 | 0 | 0.1 | [37 empty] | 0 | 0 | 0 | -0.0047 | -1.1703 | 0.0032 | 0.7968 | -0.0027 | -0.6723 | 0.0012 | 0.2988 | 0.0146 | 3.6354 | -0.013 | -3.237 | -0.0067 | -1.6683 | -0.013 | -3.237 | -0.0067 | -1.6683
1520 | [35 empty] | 0 | 0 | 0.1 |  |  | 0 | 0 | 0.1 | [37 empty] | 0 | 0 | 0 | -0.0047 | -1.1703 | 0.0032 | 0.7968 | -0.0027 | -0.6723 | 0.0012 | 0.2988 | 0.0146 | 3.6354 | -0.013 | -3.237 | -0.0067 | -1.6683 | -0.013 | -3.237 | -0.0067 | -1.6683
1521 | [35 empty] | 0 | 0 | 0.1 |  |  | 0 | 0 | 0.1 | [37 empty] | 0 | 0 | 0 | -0.0047 | -1.1703 | 0.0032 | 0.7968 | -0.0027 | -0.6723 | 0.0012 | 0.2988 | 0.0146 | 3.6354 | -0.013 | -3.237 | -0.0067 | -1.6683 | -0.013 | -3.237 | -0.0067 | -1.6683
1522 | [35 empty] | 0 | 0 | 0.1 |  |  | 0 | 0 | 0.1 | [37 empty] | 0 | 0 | 0 | -0.0047 | -1.1703 | 0.0032 | 0.7968 | -0.0027 | -0.6723 | 0.0012 | 0.2988 | 0.0146 | 3.6354 | -0.013 | -3.237 | -0.0067 | -1.6683 | -0.013 | -3.237 | -0.0067 | -1.6683
1523 | [35 empty] | 0 | 0 | 0.1 |  |  | 0 | 0 | 0.1 | [37 empty] | 0 | 0 | 0 | -0.0047 | -1.1703 | 0.0032 | 0.7968 | -0.0027 | -0.6723 | 0.0012 | 0.2988 | 0.0146 | 3.6354 | -0.013 | -3.237 | -0.0067 | -1.6683 | -0.013 | -3.237 | -0.0067 | -1.6683
1524 | [35 empty] | 0 | 0 | 0.1 |  |  | 0 | 0 | 0.1 | [37 empty] | 0 | 0 | 0 | -0.0047 | -1.1703 | 0.0032 | 0.7968 | -0.0027 | -0.6723 | 0.0012 | 0.2988 | 0.0146 | 3.6354 | -0.013 | -3.237 | -0.0067 | -1.6683 | -0.013 | -3.237 | -0.0067 | -1.6683
1525 | [35 empty] | 0 | 0 | 0.1 |  |  | 0 | 0 | 0.1 | [37 empty] | 0 | 0 | 0 | -0.0047 | -1.1703 | 0.0032 | 0.7968 | -0.0027 | -0.6723 | 0.0012 | 0.2988 | 0.0146 | 3.6354 | -0.013 | -3.237 | -0.0067 | -1.6683 | -0.013 | -3.237 | -0.0067 | -1.6683
1526 | [35 empty] | 0 | 0 | 0.1 |  |  | 0 | 0 | 0.1 | [37 empty] | 0 | 0 | 0 | -0.0047 | -1.1703 | 0.0032 | 0.7968 | -0.0027 | -0.6723 | 0.0012 | 0.2988 | 0.0146 | 3.6354 | -0.013 | -3.237 | -0.0067 | -1.6683 | -0.013 | -3.237 | -0.0067 | -1.6683
1527 | [35 empty] | 0 | 0 | 0.1 |  |  | 0 | 0 | 0.1 | [37 empty] | 0 | 0 | 0 | -0.0047 | -1.1703 | 0.0032 | 0.7968 | -0.0027 | -0.6723 | 0.0012 | 0.2988 | 0.0146 | 3.6354 | -0.013 | -3.237 | -0.0067 | -1.6683 | -0.013 | -3.237 | -0.0067 | -1.6683
1528 | [35 empty] | 0 | 0 | 0.1 |  |  | 0 | 0 | 0.1 | [37 empty] | 0 | 0 | 0 | -0.0047 | -1.1703 | 0.0032 | 0.7968 | -0.0027 | -0.6723 | 0.0012 | 0.2988 | 0.0146 | 3.6354 | -0.013 | -3.237 | -0.0067 | -1.6683 | -0.013 | -3.237 | -0.0067 | -1.6683
1529 | [35 empty] | 0 | 0 | 0.1 |  |  | 0 | 0 | 0.1 | [37 empty] | 0 | 0 | 0 | -0.0047 | -1.1703 | 0.0032 | 0.7968 | -0.0027 | -0.6723 | 0.0012 | 0.2988 | 0.0146 | 3.6354 | -0.013 | -3.237 | -0.0067 | -1.6683 | -0.013 | -3.237 | -0.0067 | -1.6683
1530 | [35 empty] | 0 | 0 | 0.1 |  |  | 0 | 0 | 0.1 | [37 empty] | 0 | 0 | 0 | -0.0047 | -1.1703 | 0.0032 | 0.7968 | -0.0027 | -0.6723 | 0.0012 | 0.2988 | 0.0146 | 3.6354 | -0.013 | -3.237 | -0.0067 | -1.6683 | -0.013 | -3.237 | -0.0067 | -1.6683
1531 | [35 empty] | 0 | 0 | 0.1 |  |  | 0 | 0 | 0.1 | [37 empty] | 0 | 0 | 0 | -0.0047 | -1.1703 | 0.0032 | 0.7968 | -0.0027 | -0.6723 | 0.0012 | 0.2988 | 0.0146 | 3.6354 | -0.013 | -3.237 | -0.0067 | -1.6683 | -0.013 | -3.237 | -0.0067 | -1.6683
1532 | [35 empty] | 0 | 0 | 0.1 |  |  | 0 | 0 | 0.1 | [37 empty] | 0 | 0 | 0 | -0.0047 | -1.1703 | 0.0032 | 0.7968 | -0.0027 | -0.6723 | 0.0012 | 0.2988 | 0.0146 | 3.6354 | -0.013 | -3.237 | -0.0067 | -1.6683 | -0.013 | -3.237 | -0.0067 | -1.6683
1533 | [35 empty] | 0 | 0 | 0.1 |  |  | 0 | 0 | 0.1 | [37 empty] | 0 | 0 | 0 | -0.0047 | -1.1703 | 0.0032 | 0.7968 | -0.0027 | -0.6723 | 0.0012 | 0.2988 | 0.0146 | 3.6354 | -0.013 | -3.237 | -0.0067 | -1.6683 | -0.013 | -3.237 | -0.0067 | -1.6683
1534 | [35 empty] | 0 | 0 | 0.1 |  |  | 0 | 0 | 0.1 | [37 empty] | 0 | 0 | 0 | -0.0047 | -1.1703 | 0.0032 | 0.7968 | -0.0027 | -0.6723 | 0.0012 | 0.2988 | 0.0146 | 3.6354 | -0.013 | -3.237 | -0.0067 | -1.6683 | -0.013 | -3.237 | -0.0067 | -1.6683
1535 | [35 empty] | 0 | 0 | 0.1 |  |  | 0 | 0 | 0.1 | [37 empty] | 0 | 0 | 0 | -0.0047 | -1.1703 | 0.0032 | 0.7968 | -0.0027 | -0.6723 | 0.0012 | 0.2988 | 0.0146 | 3.6354 | -0.013 | -3.237 | -0.0067 | -1.6683 | -0.013 | -3.237 | -0.0067 | -1.6683
1536 | [35 empty] | 0 | 0 | 0.1 |  |  | 0 | 0 | 0.1 | [37 empty] | 0 | 0 | 0 | -0.0047 | -1.1703 | 0.0032 | 0.7968 | -0.0027 | -0.6723 | 0.0012 | 0.2988 | 0.0146 | 3.6354 | -0.013 | -3.237 | -0.0067 | -1.6683 | -0.013 | -3.237 | -0.0067 | -1.6683
1537 | [35 empty] | 0 | 0 | 0.1 |  |  | 0 | 0 | 0.1 | [37 empty] | 0 | 0 | 0 | -0.0047 | -1.1703 | 0.0032 | 0.7968 | -0.0027 | -0.6723 | 0.0012 | 0.2988 | 0.0146 | 3.6354 | -0.013 | -3.237 | -0.0067 | -1.6683 | -0.013 | -3.237 | -0.0067 | -1.6683
1538 | [35 empty] | 0 | 0 | 0.1 |  |  | 0 | 0 | 0.1 | [37 empty] | 0 | 0 | 0 | -0.0047 | -1.1703 | 0.0032 | 0.7968 | -0.0027 | -0.6723 | 0.0012 | 0.2988 | 0.0146 | 3.6354 | -0.013 | -3.237 | -0.0067 | -1.6683 | -0.013 | -3.237 | -0.0067 | -1.6683
1539 | [35 empty] | 0 | 0 | 0.1 |  |  | 0 | 0 | 0.1 | [37 empty] | 0 | 0 | 0 | -0.0047 | -1.1703 | 0.0032 | 0.7968 | -0.0027 | -0.6723 | 0.0012 | 0.2988 | 0.0146 | 3.6354 | -0.013 | -3.237 | -0.0067 | -1.6683 | -0.013 | -3.237 | -0.0067 | -1.6683
1540 | [35 empty] | 0 | 0 | 0.1 |  |  | 0 | 0 | 0.1 | [37 empty] | 0 | 0 | 0 | -0.0047 | -1.1703 | 0.0032 | 0.7968 | -0.0027 | -0.6723 | 0.0012 | 0.2988 | 0.0146 | 3.6354 | -0.013 | -3.237 | -0.0067 | -1.6683 | -0.013 | -3.237 | -0.0067 | -1.6683
1541 | [35 empty] | 0 | 0 | 0.1 |  |  | 0 | 0 | 0.1 | [37 empty] | 0 | 0 | 0 | -0.0047 | -1.1703 | 0.0032 | 0.7968 | -0.0027 | -0.6723 | 0.0012 | 0.2988 | 0.0146 | 3.6354 | -0.013 | -3.237 | -0.0067 | -1.6683 | -0.013 | -3.237 | -0.0067 | -1.6683
1542 | [35 empty] | 0 | 0 | 0.1 |  |  | 0 | 0 | 0.1 | [37 empty] | 0 | 0 | 0 | -0.0047 | -1.1703 | 0.0032 | 0.7968 | -0.0027 | -0.6723 | 0.0012 | 0.2988 | 0.0146 | 3.6354 | -0.013 | -3.237 | -0.0067 | -1.6683 | -0.013 | -3.237 | -0.0067 | -1.6683
1543 | [35 empty] | 0 | 0 | 0.1 |  |  | 0 | 0 | 0.1 | [37 empty] | 0 | 0 | 0 | -0.0047 | -1.1703 | 0.0032 | 0.7968 | -0.0027 | -0.6723 | 0.0012 | 0.2988 | 0.0146 | 3.6354 | -0.013 | -3.237 | -0.0067 | -1.6683 | -0.013 | -3.237 | -0.0067 | -1.6683
1544 | [35 empty] | 0 | 0 | 0.1 |  |  | 0 | 0 | 0.1 | [37 empty] | 0 | 0 | 0 | -0.0047 | -1.1703 | 0.0032 | 0.7968 | -0.0027 | -0.6723 | 0.0012 | 0.2988 | 0.0146 | 3.6354 | -0.013 | -3.237 | -0.0067 | -1.6683 | -0.013 | -3.237 | -0.0067 | -1.6683
1545 | [35 empty] | 0 | 0 | 0.1 |  |  | 0 | 0 | 0.1 | [37 empty] | 0 | 0 | 0 | -0.0047 | -1.1703 | 0.0032 | 0.7968 | -0.0027 | -0.6723 | 0.0012 | 0.2988 | 0.0146 | 3.6354 | -0.013 | -3.237 | -0.0067 | -1.6683 | -0.013 | -3.237 | -0.0067 | -1.6683
1546 | [35 empty] | 0 | 0 | 0.1 |  |  | 0 | 0 | 0.1 | [37 empty] | 0 | 0 | 0 | -0.0047 | -1.1703 | 0.0032 | 0.7968 | -0.0027 | -0.6723 | 0.0012 | 0.2988 | 0.0146 | 3.6354 | -0.013 | -3.237 | -0.0067 | -1.6683 | -0.013 | -3.237 | -0.0067 | -1.6683
1547 | [35 empty] | 0 | 0 | 0.1 |  |  | 0 | 0 | 0.1 | [37 empty] | 0 | 0 | 0 | -0.0047 | -1.1703 | 0.0032 | 0.7968 | -0.0027 | -0.6723 | 0.0012 | 0.2988 | 0.0146 | 3.6354 | -0.013 | -3.237 | -0.0067 | -1.6683 | -0.013 | -3.237 | -0.0067 | -1.6683
1548 | [35 empty] | 0 | 0 | 0.1 |  |  | 0 | 0 | 0.1 | [37 empty] | 0 | 0 | 0 | -0.0047 | -1.1703 | 0.0032 | 0.7968 | -0.0027 | -0.6723 | 0.0012 | 0.2988 | 0.0146 | 3.6354 | -0.013 | -3.237 | -0.0067 | -1.6683 | -0.013 | -3.237 | -0.0067 | -1.6683
1549 | [35 empty] | 0 | 0 | 0.1 |  |  | 0 | 0 | 0.1 | [37 empty] | 0 | 0 | 0 | -0.0047 | -1.1703 | 0.0032 | 0.7968 | -0.0027 | -0.6723 | 0.0012 | 0.2988 | 0.0146 | 3.6354 | -0.013 | -3.237 | -0.0067 | -1.6683 | -0.013 | -3.237 | -0.0067 | -1.6683
1550 | [35 empty] | 0 | 0 | 0.1 |  |  | 0 | 0 | 0.1 | [37 empty] | 0 | 0 | 0 | -0.0047 | -1.1703 | 0.0032 | 0.7968 | -0.0027 | -0.6723 | 0.0012 | 0.2988 | 0.0146 | 3.6354 | -0.013 | -3.237 | -0.0067 | -1.6683 | -0.013 | -3.237 | -0.0067 | -1.6683
1551 | [35 empty] | 0 | 0 | 0.1 |  |  | 0 | 0 | 0.1 | [37 empty] | 0 | 0 | 0 | -0.0047 | -1.1703 | 0.0032 | 0.7968 | -0.0027 | -0.6723 | 0.0012 | 0.2988 | 0.0146 | 3.6354 | -0.013 | -3.237 | -0.0067 | -1.6683 | -0.013 | -3.237 | -0.0067 | -1.6683
1552 | [35 empty] | 0 | 0 | 0.1 |  |  | 0 | 0 | 0.1 | [37 empty] | 0 | 0 | 0 | -0.0047 | -1.1703 | 0.0032 | 0.7968 | -0.0027 | -0.6723 | 0.0012 | 0.2988 | 0.0146 | 3.6354 | -0.013 | -3.237 | -0.0067 | -1.6683 | -0.013 | -3.237 | -0.0067 | -1.6683
1553 | [35 empty] | 0 | 0 | 0.1 |  |  | 0 | 0 | 0.1 | [37 empty] | 0 | 0 | 0 | -0.0047 | -1.1703 | 0.0032 | 0.7968 | -0.0027 | -0.6723 | 0.0012 | 0.2988 | 0.0146 | 3.6354 | -0.013 | -3.237 | -0.0067 | -1.6683 | -0.013 | -3.237 | -0.0067 | -1.6683
1554 | [35 empty] | 0 | 0 | 0.1 |  |  | 0 | 0 | 0.1 | [37 empty] | 0 | 0 | 0 | -0.0047 | -1.1703 | 0.0032 | 0.7968 | -0.0027 | -0.6723 | 0.0012 | 0.2988 | 0.0146 | 3.6354 | -0.013 | -3.237 | -0.0067 | -1.6683 | -0.013 | -3.237 | -0.0067 | -1.6683
1555 | [35 empty] | 0 | 0 | 0.1 |  |  | 0 | 0 | 0.1 | [37 empty] | 0 | 0 | 0 | -0.0047 | -1.1703 | 0.0032 | 0.7968 | -0.0027 | -0.6723 | 0.0012 | 0.2988 | 0.0146 | 3.6354 | -0.013 | -3.237 | -0.0067 | -1.6683 | -0.013 | -3.237 | -0.0067 | -1.6683
1556 | [35 empty] | 0 | 0 | 0.1 |  |  | 0 | 0 | 0.1 | [37 empty] | 0 | 0 | 0 | -0.0047 | -1.1703 | 0.0032 | 0.7968 | -0.0027 | -0.6723 | 0.0012 | 0.2988 | 0.0146 | 3.6354 | -0.013 | -3.237 | -0.0067 | -1.6683 | -0.013 | -3.237 | -0.0067 | -1.6683
1557 | [35 empty] | 0 | 0 | 0.1 |  |  | 0 | 0 | 0.1 | [37 empty] | 0 | 0 | 0 | -0.0047 | -1.1703 | 0.0032 | 0.7968 | -0.0027 | -0.6723 | 0.0012 | 0.2988 | 0.0146 | 3.6354 | -0.013 | -3.237 | -0.0067 | -1.6683 | -0.013 | -3.237 | -0.0067 | -1.6683
1558 | [35 empty] | 0 | 0 | 0.1 |  |  | 0 | 0 | 0.1 | [37 empty] | 0 | 0 | 0 | -0.0047 | -1.1703 | 0.0032 | 0.7968 | -0.0027 | -0.6723 | 0.0012 | 0.2988 | 0.0146 | 3.6354 | -0.013 | -3.237 | -0.0067 | -1.6683 | -0.013 | -3.237 | -0.0067 | -1.6683
1559 | [35 empty] | 0 | 0 | 0.1 |  |  | 0 | 0 | 0.1 | [37 empty] | 0 | 0 | 0 | -0.0047 | -1.1703 | 0.0032 | 0.7968 | -0.0027 | -0.6723 | 0.0012 | 0.2988 | 0.0146 | 3.6354 | -0.013 | -3.237 | -0.0067 | -1.6683 | -0.013 | -3.237 | -0.0067 | -1.6683
1560 | [35 empty] | 0 | 0 | 0.1 |  |  | 0 | 0 | 0.1 | [37 empty] | 0 | 0 | 0 | -0.0047 | -1.1703 | 0.0032 | 0.7968 | -0.0027 | -0.6723 | 0.0012 | 0.2988 | 0.0146 | 3.6354 | -0.013 | -3.237 | -0.0067 | -1.6683 | -0.013 | -3.237 | -0.0067 | -1.6683
1561 | [35 empty] | 0 | 0 | 0.1 |  |  | 0 | 0 | 0.1 | [37 empty] | 0 | 0 | 0 | -0.0047 | -1.1703 | 0.0032 | 0.7968 | -0.0027 | -0.6723 | 0.0012 | 0.2988 | 0.0146 | 3.6354 | -0.013 | -3.237 | -0.0067 | -1.6683 | -0.013 | -3.237 | -0.0067 | -1.6683
1562 | [35 empty] | 0 | 0 | 0.1 |  |  | 0 | 0 | 0.1 | [37 empty] | 0 | 0 | 0 | -0.0047 | -1.1703 | 0.0032 | 0.7968 | -0.0027 | -0.6723 | 0.0012 | 0.2988 | 0.0146 | 3.6354 | -0.013 | -3.237 | -0.0067 | -1.6683 | -0.013 | -3.237 | -0.0067 | -1.6683
1563 | [35 empty] | 0 | 0 | 0.1 |  |  | 0 | 0 | 0.1 | [37 empty] | 0 | 0 | 0 | -0.0047 | -1.1703 | 0.0032 | 0.7968 | -0.0027 | -0.6723 | 0.0012 | 0.2988 | 0.0146 | 3.6354 | -0.013 | -3.237 | -0.0067 | -1.6683 | -0.013 | -3.237 | -0.0067 | -1.6683
1564 | [35 empty] | 0 | 0 | 0.1 |  |  | 0 | 0 | 0.1 | [37 empty] | 0 | 0 | 0 | -0.0047 | -1.1703 | 0.0032 | 0.7968 | -0.0027 | -0.6723 | 0.0012 | 0.2988 | 0.0146 | 3.6354 | -0.013 | -3.237 | -0.0067 | -1.6683 | -0.013 | -3.237 | -0.0067 | -1.6683
1565 | [35 empty] | 0 | 0 | 0.1 |  |  | 0 | 0 | 0.1 | [37 empty] | 0 | 0 | 0 | -0.0047 | -1.1703 | 0.0032 | 0.7968 | -0.0027 | -0.6723 | 0.0012 | 0.2988 | 0.0146 | 3.6354 | -0.013 | -3.237 | -0.0067 | -1.6683 | -0.013 | -3.237 | -0.0067 | -1.6683
1566 | [35 empty] | 0 | 0 | 0.1 |  |  | 0 | 0 | 0.1 | [37 empty] | 0 | 0 | 0 | -0.0047 | -1.1703 | 0.0032 | 0.7968 | -0.0027 | -0.6723 | 0.0012 | 0.2988 | 0.0146 | 3.6354 | -0.013 | -3.237 | -0.0067 | -1.6683 | -0.013 | -3.237 | -0.0067 | -1.6683
1567 | [35 empty] | 0 | 0 | 0.1 |  |  | 0 | 0 | 0.1 | [37 empty] | 0 | 0 | 0 | -0.0047 | -1.1703 | 0.0032 | 0.7968 | -0.0027 | -0.6723 | 0.0012 | 0.2988 | 0.0146 | 3.6354 | -0.013 | -3.237 | -0.0067 | -1.6683 | -0.013 | -3.237 | -0.0067 | -1.6683
1568 | [35 empty] | 0 | 0 | 0.1 |  |  | 0 | 0 | 0.1 | [37 empty] | 0 | 0 | 0 | -0.0047 | -1.1703 | 0.0032 | 0.7968 | -0.0027 | -0.6723 | 0.0012 | 0.2988 | 0.0146 | 3.6354 | -0.013 | -3.237 | -0.0067 | -1.6683 | -0.013 | -3.237 | -0.0067 | -1.6683
1569 | [35 empty] | 0 | 0 | 0.1 |  |  | 0 | 0 | 0.1 | [37 empty] | 0 | 0 | 0 | -0.0047 | -1.1703 | 0.0032 | 0.7968 | -0.0027 | -0.6723 | 0.0012 | 0.2988 | 0.0146 | 3.6354 | -0.013 | -3.237 | -0.0067 | -1.6683 | -0.013 | -3.237 | -0.0067 | -1.6683
1570 | [35 empty] | 0 | 0 | 0.1 |  |  | 0 | 0 | 0.1 | [37 empty] | 0 | 0 | 0 | -0.0047 | -1.1703 | 0.0032 | 0.7968 | -0.0027 | -0.6723 | 0.0012 | 0.2988 | 0.0146 | 3.6354 | -0.013 | -3.237 | -0.0067 | -1.6683 | -0.013 | -3.237 | -0.0067 | -1.6683
1571 | [35 empty] | 0 | 0 | 0.1 |  |  | 0 | 0 | 0.1 | [37 empty] | 0 | 0 | 0 | -0.0047 | -1.1703 | 0.0032 | 0.7968 | -0.0027 | -0.6723 | 0.0012 | 0.2988 | 0.0146 | 3.6354 | -0.013 | -3.237 | -0.0067 | -1.6683 | -0.013 | -3.237 | -0.0067 | -1.6683
1572 | [35 empty] | 0 | 0 | 0.1 |  |  | 0 | 0 | 0.1 | [37 empty] | 0 | 0 | 0 | -0.0047 | -1.1703 | 0.0032 | 0.7968 | -0.0027 | -0.6723 | 0.0012 | 0.2988 | 0.0146 | 3.6354 | -0.013 | -3.237 | -0.0067 | -1.6683 | -0.013 | -3.237 | -0.0067 | -1.6683
1573 | [35 empty] | 0 | 0 | 0.1 |  |  | 0 | 0 | 0.1 | [37 empty] | 0 | 0 | 0 | -0.0047 | -1.1703 | 0.0032 | 0.7968 | -0.0027 | -0.6723 | 0.0012 | 0.2988 | 0.0146 | 3.6354 | -0.013 | -3.237 | -0.0067 | -1.6683 | -0.013 | -3.237 | -0.0067 | -1.6683
1574 | [35 empty] | 0 | 0 | 0.1 |  |  | 0 | 0 | 0.1 | [37 empty] | 0 | 0 | 0 | -0.0047 | -1.1703 | 0.0032 | 0.7968 | -0.0027 | -0.6723 | 0.0012 | 0.2988 | 0.0146 | 3.6354 | -0.013 | -3.237 | -0.0067 | -1.6683 | -0.013 | -3.237 | -0.0067 | -1.6683
1575 | [35 empty] | 0 | 0 | 0.1 |  |  | 0 | 0 | 0.1 | [37 empty] | 0 | 0 | 0 | -0.0047 | -1.1703 | 0.0032 | 0.7968 | -0.0027 | -0.6723 | 0.0012 | 0.2988 | 0.0146 | 3.6354 | -0.013 | -3.237 | -0.0067 | -1.6683 | -0.013 | -3.237 | -0.0067 | -1.6683
1576 | [35 empty] | 0 | 0 | 0.1 |  |  | 0 | 0 | 0.1 | [37 empty] | 0 | 0 | 0 | -0.0047 | -1.1703 | 0.0032 | 0.7968 | -0.0027 | -0.6723 | 0.0012 | 0.2988 | 0.0146 | 3.6354 | -0.013 | -3.237 | -0.0067 | -1.6683 | -0.013 | -3.237 | -0.0067 | -1.6683
1577 | [35 empty] | 0 | 0 | 0.1 |  |  | 0 | 0 | 0.1 | [37 empty] | 0 | 0 | 0 | -0.0047 | -1.1703 | 0.0032 | 0.7968 | -0.0027 | -0.6723 | 0.0012 | 0.2988 | 0.0146 | 3.6354 | -0.013 | -3.237 | -0.0067 | -1.6683 | -0.013 | -3.237 | -0.0067 | -1.6683
1578 | [35 empty] | 0 | 0 | 0.1 |  |  | 0 | 0 | 0.1 | [37 empty] | 0 | 0 | 0 | -0.0047 | -1.1703 | 0.0032 | 0.7968 | -0.0027 | -0.6723 | 0.0012 | 0.2988 | 0.0146 | 3.6354 | -0.013 | -3.237 | -0.0067 | -1.6683 | -0.013 | -3.237 | -0.0067 | -1.6683
1579 | [35 empty] | 0 | 0 | 0.1 |  |  | 0 | 0 | 0.1 | [37 empty] | 0 | 0 | 0 | -0.0047 | -1.1703 | 0.0032 | 0.7968 | -0.0027 | -0.6723 | 0.0012 | 0.2988 | 0.0146 | 3.6354 | -0.013 | -3.237 | -0.0067 | -1.6683 | -0.013 | -3.237 | -0.0067 | -1.6683
1580 | [35 empty] | 0 | 0 | 0.1 |  |  | 0 | 0 | 0.1 | [37 empty] | 0 | 0 | 0 | -0.0047 | -1.1703 | 0.0032 | 0.7968 | -0.0027 | -0.6723 | 0.0012 | 0.2988 | 0.0146 | 3.6354 | -0.013 | -3.237 | -0.0067 | -1.6683 | -0.013 | -3.237 | -0.0067 | -1.6683
1581 | [35 empty] | 0 | 0 | 0.1 |  |  | 0 | 0 | 0.1 | [37 empty] | 0 | 0 | 0 | -0.0047 | -1.1703 | 0.0032 | 0.7968 | -0.0027 | -0.6723 | 0.0012 | 0.2988 | 0.0146 | 3.6354 | -0.013 | -3.237 | -0.0067 | -1.6683 | -0.013 | -3.237 | -0.0067 | -1.6683
1582 | [35 empty] | 0 | 0 | 0.1 |  |  | 0 | 0 | 0.1 | [37 empty] | 0 | 0 | 0 | -0.0047 | -1.1703 | 0.0032 | 0.7968 | -0.0027 | -0.6723 | 0.0012 | 0.2988 | 0.0146 | 3.6354 | -0.013 | -3.237 | -0.0067 | -1.6683 | -0.013 | -3.237 | -0.0067 | -1.6683
1583 | [35 empty] | 0 | 0 | 0.1 |  |  | 0 | 0 | 0.1 | [37 empty] | 0 | 0 | 0 | -0.0047 | -1.1703 | 0.0032 | 0.7968 | -0.0027 | -0.6723 | 0.0012 | 0.2988 | 0.0146 | 3.6354 | -0.013 | -3.237 | -0.0067 | -1.6683 | -0.013 | -3.237 | -0.0067 | -1.6683
1584 | [35 empty] | 0 | 0 | 0.1 |  |  | 0 | 0 | 0.1 | [37 empty] | 0 | 0 | 0 | -0.0047 | -1.1703 | 0.0032 | 0.7968 | -0.0027 | -0.6723 | 0.0012 | 0.2988 | 0.0146 | 3.6354 | -0.013 | -3.237 | -0.0067 | -1.6683 | -0.013 | -3.237 | -0.0067 | -1.6683
1585 | [35 empty] | 0 | 0 | 0.1 |  |  | 0 | 0 | 0.1 | [37 empty] | 0 | 0 | 0 | -0.0047 | -1.1703 | 0.0032 | 0.7968 | -0.0027 | -0.6723 | 0.0012 | 0.2988 | 0.0146 | 3.6354 | -0.013 | -3.237 | -0.0067 | -1.6683 | -0.013 | -3.237 | -0.0067 | -1.6683
1586 | [35 empty] | 0 | 0 | 0.1 |  |  | 0 | 0 | 0.1 | [37 empty] | 0 | 0 | 0 | -0.0047 | -1.1703 | 0.0032 | 0.7968 | -0.0027 | -0.6723 | 0.0012 | 0.2988 | 0.0146 | 3.6354 | -0.013 | -3.237 | -0.0067 | -1.6683 | -0.013 | -3.237 | -0.0067 | -1.6683
1587 | [35 empty] | 0 | 0 | 0.1 |  |  | 0 | 0 | 0.1 | [37 empty] | 0 | 0 | 0 | -0.0047 | -1.1703 | 0.0032 | 0.7968 | -0.0027 | -0.6723 | 0.0012 | 0.2988 | 0.0146 | 3.6354 | -0.013 | -3.237 | -0.0067 | -1.6683 | -0.013 | -3.237 | -0.0067 | -1.6683
1588 | [35 empty] | 0 | 0 | 0.1 |  |  | 0 | 0 | 0.1 | [37 empty] | 0 | 0 | 0 | -0.0047 | -1.1703 | 0.0032 | 0.7968 | -0.0027 | -0.6723 | 0.0012 | 0.2988 | 0.0146 | 3.6354 | -0.013 | -3.237 | -0.0067 | -1.6683 | -0.013 | -3.237 | -0.0067 | -1.6683
1589 | [35 empty] | 0 | 0 | 0.1 |  |  | 0 | 0 | 0.1 | [37 empty] | 0 | 0 | 0 | -0.0047 | -1.1703 | 0.0032 | 0.7968 | -0.0027 | -0.6723 | 0.0012 | 0.2988 | 0.0146 | 3.6354 | -0.013 | -3.237 | -0.0067 | -1.6683 | -0.013 | -3.237 | -0.0067 | -1.6683
1590 | [35 empty] | 0 | 0 | 0.1 |  |  | 0 | 0 | 0.1 | [37 empty] | 0 | 0 | 0 | -0.0047 | -1.1703 | 0.0032 | 0.7968 | -0.0027 | -0.6723 | 0.0012 | 0.2988 | 0.0146 | 3.6354 | -0.013 | -3.237 | -0.0067 | -1.6683 | -0.013 | -3.237 | -0.0067 | -1.6683
1591 | [35 empty] | 0 | 0 | 0.1 |  |  | 0 | 0 | 0.1 | [37 empty] | 0 | 0 | 0 | -0.0047 | -1.1703 | 0.0032 | 0.7968 | -0.0027 | -0.6723 | 0.0012 | 0.2988 | 0.0146 | 3.6354 | -0.013 | -3.237 | -0.0067 | -1.6683 | -0.013 | -3.237 | -0.0067 | -1.6683
1592 | [35 empty] | 0 | 0 | 0.1 |  |  | 0 | 0 | 0.1 | [37 empty] | 0 | 0 | 0 | -0.0047 | -1.1703 | 0.0032 | 0.7968 | -0.0027 | -0.6723 | 0.0012 | 0.2988 | 0.0146 | 3.6354 | -0.013 | -3.237 | -0.0067 | -1.6683 | -0.013 | -3.237 | -0.0067 | -1.6683
1593 | [35 empty] | 0 | 0 | 0.1 |  |  | 0 | 0 | 0.1 | [37 empty] | 0 | 0 | 0 | -0.0047 | -1.1703 | 0.0032 | 0.7968 | -0.0027 | -0.6723 | 0.0012 | 0.2988 | 0.0146 | 3.6354 | -0.013 | -3.237 | -0.0067 | -1.6683 | -0.013 | -3.237 | -0.0067 | -1.6683
1594 | [35 empty] | 0 | 0 | 0.1 |  |  | 0 | 0 | 0.1 | [37 empty] | 0 | 0 | 0 | -0.0047 | -1.1703 | 0.0032 | 0.7968 | -0.0027 | -0.6723 | 0.0012 | 0.2988 | 0.0146 | 3.6354 | -0.013 | -3.237 | -0.0067 | -1.6683 | -0.013 | -3.237 | -0.0067 | -1.6683
1595 | [35 empty] | 0 | 0 | 0.1 |  |  | 0 | 0 | 0.1 | [37 empty] | 0 | 0 | 0 | -0.0047 | -1.1703 | 0.0032 | 0.7968 | -0.0027 | -0.6723 | 0.0012 | 0.2988 | 0.0146 | 3.6354 | -0.013 | -3.237 | -0.0067 | -1.6683 | -0.013 | -3.237 | -0.0067 | -1.6683
1596 | [35 empty] | 0 | 0 | 0.1 |  |  | 0 | 0 | 0.1 | [37 empty] | 0 | 0 | 0 | -0.0047 | -1.1703 | 0.0032 | 0.7968 | -0.0027 | -0.6723 | 0.0012 | 0.2988 | 0.0146 | 3.6354 | -0.013 | -3.237 | -0.0067 | -1.6683 | -0.013 | -3.237 | -0.0067 | -1.6683
1597 | [35 empty] | 0 | 0 | 0.1 |  |  | 0 | 0 | 0.1 | [37 empty] | 0 | 0 | 0 | -0.0047 | -1.1703 | 0.0032 | 0.7968 | -0.0027 | -0.6723 | 0.0012 | 0.2988 | 0.0146 | 3.6354 | -0.013 | -3.237 | -0.0067 | -1.6683 | -0.013 | -3.237 | -0.0067 | -1.6683
1598 | [35 empty] | 0 | 0 | 0.1 |  |  | 0 | 0 | 0.1 | [37 empty] | 0 | 0 | 0 | -0.0047 | -1.1703 | 0.0032 | 0.7968 | -0.0027 | -0.6723 | 0.0012 | 0.2988 | 0.0146 | 3.6354 | -0.013 | -3.237 | -0.0067 | -1.6683 | -0.013 | -3.237 | -0.0067 | -1.6683
1599 | [35 empty] | 0 | 0 | 0.1 |  |  | 0 | 0 | 0.1 | [37 empty] | 0 | 0 | 0 | -0.0047 | -1.1703 | 0.0032 | 0.7968 | -0.0027 | -0.6723 | 0.0012 | 0.2988 | 0.0146 | 3.6354 | -0.013 | -3.237 | -0.0067 | -1.6683 | -0.013 | -3.237 | -0.0067 | -1.6683
1600 | [35 empty] | 0 | 0 | 0.1 |  |  | 0 | 0 | 0.1 | [37 empty] | 0 | 0 | 0 | -0.0047 | -1.1703 | 0.0032 | 0.7968 | -0.0027 | -0.6723 | 0.0012 | 0.2988 | 0.0146 | 3.6354 | -0.013 | -3.237 | -0.0067 | -1.6683 | -0.013 | -3.237 | -0.0067 | -1.6683
1601 | [35 empty] | 0 | 0 | 0.1 |  |  | 0 | 0 | 0.1 | [37 empty] | 0 | 0 | 0 | -0.0047 | -1.1703 | 0.0032 | 0.7968 | -0.0027 | -0.6723 | 0.0012 | 0.2988 | 0.0146 | 3.6354 | -0.013 | -3.237 | -0.0067 | -1.6683 | -0.013 | -3.237 | -0.0067 | -1.6683
1602 | [35 empty] | 0 | 0 | 0.1 |  |  | 0 | 0 | 0.1 | [37 empty] | 0 | 0 | 0 | -0.0047 | -1.1703 | 0.0032 | 0.7968 | -0.0027 | -0.6723 | 0.0012 | 0.2988 | 0.0146 | 3.6354 | -0.013 | -3.237 | -0.0067 | -1.6683 | -0.013 | -3.237 | -0.0067 | -1.6683
1603 | [35 empty] | 0 | 0 | 0.1 |  |  | 0 | 0 | 0.1 | [37 empty] | 0 | 0 | 0 | -0.0047 | -1.1703 | 0.0032 | 0.7968 | -0.0027 | -0.6723 | 0.0012 | 0.2988 | 0.0146 | 3.6354 | -0.013 | -3.237 | -0.0067 | -1.6683 | -0.013 | -3.237 | -0.0067 | -1.6683
1604 | [35 empty] | 0 | 0 | 0.1 |  |  | 0 | 0 | 0.1 | [37 empty] | 0 | 0 | 0 | -0.0047 | -1.1703 | 0.0032 | 0.7968 | -0.0027 | -0.6723 | 0.0012 | 0.2988 | 0.0146 | 3.6354 | -0.013 | -3.237 | -0.0067 | -1.6683 | -0.013 | -3.237 | -0.0067 | -1.6683
1605 | [35 empty] | 0 | 0 | 0.1 |  |  | 0 | 0 | 0.1 | [37 empty] | 0 | 0 | 0 | -0.0047 | -1.1703 | 0.0032 | 0.7968 | -0.0027 | -0.6723 | 0.0012 | 0.2988 | 0.0146 | 3.6354 | -0.013 | -3.237 | -0.0067 | -1.6683 | -0.013 | -3.237 | -0.0067 | -1.6683
1606 | [35 empty] | 0 | 0 | 0.1 |  |  | 0 | 0 | 0.1 | [37 empty] | 0 | 0 | 0 | -0.0047 | -1.1703 | 0.0032 | 0.7968 | -0.0027 | -0.6723 | 0.0012 | 0.2988 | 0.0146 | 3.6354 | -0.013 | -3.237 | -0.0067 | -1.6683 | -0.013 | -3.237 | -0.0067 | -1.6683
1607 | [35 empty] | 0 | 0 | 0.1 |  |  | 0 | 0 | 0.1 | [37 empty] | 0 | 0 | 0 | -0.0047 | -1.1703 | 0.0032 | 0.7968 | -0.0027 | -0.6723 | 0.0012 | 0.2988 | 0.0146 | 3.6354 | -0.013 | -3.237 | -0.0067 | -1.6683 | -0.013 | -3.237 | -0.0067 | -1.6683
1608 | [35 empty] | 0 | 0 | 0.1 |  |  | 0 | 0 | 0.1 | [37 empty] | 0 | 0 | 0 | -0.0047 | -1.1703 | 0.0032 | 0.7968 | -0.0027 | -0.6723 | 0.0012 | 0.2988 | 0.0146 | 3.6354 | -0.013 | -3.237 | -0.0067 | -1.6683 | -0.013 | -3.237 | -0.0067 | -1.6683
1609 | [35 empty] | 0 | 0 | 0.1 |  |  | 0 | 0 | 0.1 | [37 empty] | 0 | 0 | 0 | -0.0047 | -1.1703 | 0.0032 | 0.7968 | -0.0027 | -0.6723 | 0.0012 | 0.2988 | 0.0146 | 3.6354 | -0.013 | -3.237 | -0.0067 | -1.6683 | -0.013 | -3.237 | -0.0067 | -1.6683
1610 | [35 empty] | 0 | 0 | 0.1 |  |  | 0 | 0 | 0.1 | [37 empty] | 0 | 0 | 0 | -0.0047 | -1.1703 | 0.0032 | 0.7968 | -0.0027 | -0.6723 | 0.0012 | 0.2988 | 0.0146 | 3.6354 | -0.013 | -3.237 | -0.0067 | -1.6683 | -0.013 | -3.237 | -0.0067 | -1.6683
1611 | [35 empty] | 0 | 0 | 0.1 |  |  | 0 | 0 | 0.1 | [37 empty] | 0 | 0 | 0 | -0.0047 | -1.1703 | 0.0032 | 0.7968 | -0.0027 | -0.6723 | 0.0012 | 0.2988 | 0.0146 | 3.6354 | -0.013 | -3.237 | -0.0067 | -1.6683 | -0.013 | -3.237 | -0.0067 | -1.6683
1612 | [35 empty] | 0 | 0 | 0.1 |  |  | 0 | 0 | 0.1 | [37 empty] | 0 | 0 | 0 | -0.0047 | -1.1703 | 0.0032 | 0.7968 | -0.0027 | -0.6723 | 0.0012 | 0.2988 | 0.0146 | 3.6354 | -0.013 | -3.237 | -0.0067 | -1.6683 | -0.013 | -3.237 | -0.0067 | -1.6683
1613 | [35 empty] | 0 | 0 | 0.1 |  |  | 0 | 0 | 0.1 | [37 empty] | 0 | 0 | 0 | -0.0047 | -1.1703 | 0.0032 | 0.7968 | -0.0027 | -0.6723 | 0.0012 | 0.2988 | 0.0146 | 3.6354 | -0.013 | -3.237 | -0.0067 | -1.6683 | -0.013 | -3.237 | -0.0067 | -1.6683
1614 | [35 empty] | 0 | 0 | 0.1 |  |  | 0 | 0 | 0.1 | [37 empty] | 0 | 0 | 0 | -0.0047 | -1.1703 | 0.0032 | 0.7968 | -0.0027 | -0.6723 | 0.0012 | 0.2988 | 0.0146 | 3.6354 | -0.013 | -3.237 | -0.0067 | -1.6683 | -0.013 | -3.237 | -0.0067 | -1.6683
1615 | [35 empty] | 0 | 0 | 0.1 |  |  | 0 | 0 | 0.1 | [37 empty] | 0 | 0 | 0 | -0.0047 | -1.1703 | 0.0032 | 0.7968 | -0.0027 | -0.6723 | 0.0012 | 0.2988 | 0.0146 | 3.6354 | -0.013 | -3.237 | -0.0067 | -1.6683 | -0.013 | -3.237 | -0.0067 | -1.6683
1616 | [35 empty] | 0 | 0 | 0.1 |  |  | 0 | 0 | 0.1 | [37 empty] | 0 | 0 | 0 | -0.0047 | -1.1703 | 0.0032 | 0.7968 | -0.0027 | -0.6723 | 0.0012 | 0.2988 | 0.0146 | 3.6354 | -0.013 | -3.237 | -0.0067 | -1.6683 | -0.013 | -3.237 | -0.0067 | -1.6683
1617 | [35 empty] | 0 | 0 | 0.1 |  |  | 0 | 0 | 0.1 | [37 empty] | 0 | 0 | 0 | -0.0047 | -1.1703 | 0.0032 | 0.7968 | -0.0027 | -0.6723 | 0.0012 | 0.2988 | 0.0146 | 3.6354 | -0.013 | -3.237 | -0.0067 | -1.6683 | -0.013 | -3.237 | -0.0067 | -1.6683
1618 | [35 empty] | 0 | 0 | 0.1 |  |  | 0 | 0 | 0.1 | [37 empty] | 0 | 0 | 0 | -0.0047 | -1.1703 | 0.0032 | 0.7968 | -0.0027 | -0.6723 | 0.0012 | 0.2988 | 0.0146 | 3.6354 | -0.013 | -3.237 | -0.0067 | -1.6683 | -0.013 | -3.237 | -0.0067 | -1.6683
1619 | [35 empty] | 0 | 0 | 0.1 |  |  | 0 | 0 | 0.1 | [37 empty] | 0 | 0 | 0 | -0.0047 | -1.1703 | 0.0032 | 0.7968 | -0.0027 | -0.6723 | 0.0012 | 0.2988 | 0.0146 | 3.6354 | -0.013 | -3.237 | -0.0067 | -1.6683 | -0.013 | -3.237 | -0.0067 | -1.6683
1620 | [35 empty] | 0 | 0 | 0.1 |  |  | 0 | 0 | 0.1 | [37 empty] | 0 | 0 | 0 | -0.0047 | -1.1703 | 0.0032 | 0.7968 | -0.0027 | -0.6723 | 0.0012 | 0.2988 | 0.0146 | 3.6354 | -0.013 | -3.237 | -0.0067 | -1.6683 | -0.013 | -3.237 | -0.0067 | -1.6683
1621 | [35 empty] | 0 | 0 | 0.1 |  |  | 0 | 0 | 0.1 | [37 empty] | 0 | 0 | 0 | -0.0047 | -1.1703 | 0.0032 | 0.7968 | -0.0027 | -0.6723 | 0.0012 | 0.2988 | 0.0146 | 3.6354 | -0.013 | -3.237 | -0.0067 | -1.6683 | -0.013 | -3.237 | -0.0067 | -1.6683
1622 | [35 empty] | 0 | 0 | 0.1 |  |  | 0 | 0 | 0.1 | [37 empty] | 0 | 0 | 0 | -0.0047 | -1.1703 | 0.0032 | 0.7968 | -0.0027 | -0.6723 | 0.0012 | 0.2988 | 0.0146 | 3.6354 | -0.013 | -3.237 | -0.0067 | -1.6683 | -0.013 | -3.237 | -0.0067 | -1.6683
1623 | [35 empty] | 0 | 0 | 0.1 |  |  | 0 | 0 | 0.1 | [37 empty] | 0 | 0 | 0 | -0.0047 | -1.1703 | 0.0032 | 0.7968 | -0.0027 | -0.6723 | 0.0012 | 0.2988 | 0.0146 | 3.6354 | -0.013 | -3.237 | -0.0067 | -1.6683 | -0.013 | -3.237 | -0.0067 | -1.6683
1624 | [35 empty] | 0 | 0 | 0.1 |  |  | 0 | 0 | 0.1 | [37 empty] | 0 | 0 | 0 | -0.0047 | -1.1703 | 0.0032 | 0.7968 | -0.0027 | -0.6723 | 0.0012 | 0.2988 | 0.0146 | 3.6354 | -0.013 | -3.237 | -0.0067 | -1.6683 | -0.013 | -3.237 | -0.0067 | -1.6683
1625 | [35 empty] | 0 | 0 | 0.1 |  |  | 0 | 0 | 0.1 | [37 empty] | 0 | 0 | 0 | -0.0047 | -1.1703 | 0.0032 | 0.7968 | -0.0027 | -0.6723 | 0.0012 | 0.2988 | 0.0146 | 3.6354 | -0.013 | -3.237 | -0.0067 | -1.6683 | -0.013 | -3.237 | -0.0067 | -1.6683
1626 | [35 empty] | 0 | 0 | 0.1 |  |  | 0 | 0 | 0.1 | [37 empty] | 0 | 0 | 0 | -0.0047 | -1.1703 | 0.0032 | 0.7968 | -0.0027 | -0.6723 | 0.0012 | 0.2988 | 0.0146 | 3.6354 | -0.013 | -3.237 | -0.0067 | -1.6683 | -0.013 | -3.237 | -0.0067 | -1.6683
1627 | [35 empty] | 0 | 0 | 0.1 |  |  | 0 | 0 | 0.1 | [37 empty] | 0 | 0 | 0 | -0.0047 | -1.1703 | 0.0032 | 0.7968 | -0.0027 | -0.6723 | 0.0012 | 0.2988 | 0.0146 | 3.6354 | -0.013 | -3.237 | -0.0067 | -1.6683 | -0.013 | -3.237 | -0.0067 | -1.6683
1628 | [35 empty] | 0 | 0 | 0.1 |  |  | 0 | 0 | 0.1 | [37 empty] | 0 | 0 | 0 | -0.0047 | -1.1703 | 0.0032 | 0.7968 | -0.0027 | -0.6723 | 0.0012 | 0.2988 | 0.0146 | 3.6354 | -0.013 | -3.237 | -0.0067 | -1.6683 | -0.013 | -3.237 | -0.0067 | -1.6683
1629 | [35 empty] | 0 | 0 | 0.1 |  |  | 0 | 0 | 0.1 | [37 empty] | 0 | 0 | 0 | -0.0047 | -1.1703 | 0.0032 | 0.7968 | -0.0027 | -0.6723 | 0.0012 | 0.2988 | 0.0146 | 3.6354 | -0.013 | -3.237 | -0.0067 | -1.6683 | -0.013 | -3.237 | -0.0067 | -1.6683
1630 | [35 empty] | 0 | 0 | 0.1 |  |  | 0 | 0 | 0.1 | [37 empty] | 0 | 0 | 0 | -0.0047 | -1.1703 | 0.0032 | 0.7968 | -0.0027 | -0.6723 | 0.0012 | 0.2988 | 0.0146 | 3.6354 | -0.013 | -3.237 | -0.0067 | -1.6683 | -0.013 | -3.237 | -0.0067 | -1.6683
1631 | [35 empty] | 0 | 0 | 0.1 |  |  | 0 | 0 | 0.1 | [37 empty] | 0 | 0 | 0 | -0.0047 | -1.1703 | 0.0032 | 0.7968 | -0.0027 | -0.6723 | 0.0012 | 0.2988 | 0.0146 | 3.6354 | -0.013 | -3.237 | -0.0067 | -1.6683 | -0.013 | -3.237 | -0.0067 | -1.6683
1632 | [35 empty] | 0 | 0 | 0.1 |  |  | 0 | 0 | 0.1 | [37 empty] | 0 | 0 | 0 | -0.0047 | -1.1703 | 0.0032 | 0.7968 | -0.0027 | -0.6723 | 0.0012 | 0.2988 | 0.0146 | 3.6354 | -0.013 | -3.237 | -0.0067 | -1.6683 | -0.013 | -3.237 | -0.0067 | -1.6683
1633 | [35 empty] | 0 | 0 | 0.1 |  |  | 0 | 0 | 0.1 | [37 empty] | 0 | 0 | 0 | -0.0047 | -1.1703 | 0.0032 | 0.7968 | -0.0027 | -0.6723 | 0.0012 | 0.2988 | 0.0146 | 3.6354 | -0.013 | -3.237 | -0.0067 | -1.6683 | -0.013 | -3.237 | -0.0067 | -1.6683
1634 | [35 empty] | 0 | 0 | 0.1 |  |  | 0 | 0 | 0.1 | [37 empty] | 0 | 0 | 0 | -0.0047 | -1.1703 | 0.0032 | 0.7968 | -0.0027 | -0.6723 | 0.0012 | 0.2988 | 0.0146 | 3.6354 | -0.013 | -3.237 | -0.0067 | -1.6683 | -0.013 | -3.237 | -0.0067 | -1.6683
1635 | [35 empty] | 0 | 0 | 0.1 |  |  | 0 | 0 | 0.1 | [37 empty] | 0 | 0 | 0 | -0.0047 | -1.1703 | 0.0032 | 0.7968 | -0.0027 | -0.6723 | 0.0012 | 0.2988 | 0.0146 | 3.6354 | -0.013 | -3.237 | -0.0067 | -1.6683 | -0.013 | -3.237 | -0.0067 | -1.6683
1636 | [35 empty] | 0 | 0 | 0.1 |  |  | 0 | 0 | 0.1 | [37 empty] | 0 | 0 | 0 | -0.0047 | -1.1703 | 0.0032 | 0.7968 | -0.0027 | -0.6723 | 0.0012 | 0.2988 | 0.0146 | 3.6354 | -0.013 | -3.237 | -0.0067 | -1.6683 | -0.013 | -3.237 | -0.0067 | -1.6683
1637 | [35 empty] | 0 | 0 | 0.1 |  |  | 0 | 0 | 0.1 | [37 empty] | 0 | 0 | 0 | -0.0047 | -1.1703 | 0.0032 | 0.7968 | -0.0027 | -0.6723 | 0.0012 | 0.2988 | 0.0146 | 3.6354 | -0.013 | -3.237 | -0.0067 | -1.6683 | -0.013 | -3.237 | -0.0067 | -1.6683
1638 | [35 empty] | 0 | 0 | 0.1 |  |  | 0 | 0 | 0.1 | [37 empty] | 0 | 0 | 0 | -0.0047 | -1.1703 | 0.0032 | 0.7968 | -0.0027 | -0.6723 | 0.0012 | 0.2988 | 0.0146 | 3.6354 | -0.013 | -3.237 | -0.0067 | -1.6683 | -0.013 | -3.237 | -0.0067 | -1.6683
1639 | [35 empty] | 0 | 0 | 0.1 |  |  | 0 | 0 | 0.1 | [37 empty] | 0 | 0 | 0 | -0.0047 | -1.1703 | 0.0032 | 0.7968 | -0.0027 | -0.6723 | 0.0012 | 0.2988 | 0.0146 | 3.6354 | -0.013 | -3.237 | -0.0067 | -1.6683 | -0.013 | -3.237 | -0.0067 | -1.6683
1640 | [35 empty] | 0 | 0 | 0.1 |  |  | 0 | 0 | 0.1 | [37 empty] | 0 | 0 | 0 | -0.0047 | -1.1703 | 0.0032 | 0.7968 | -0.0027 | -0.6723 | 0.0012 | 0.2988 | 0.0146 | 3.6354 | -0.013 | -3.237 | -0.0067 | -1.6683 | -0.013 | -3.237 | -0.0067 | -1.6683
1641 | [35 empty] | 0 | 0 | 0.1 |  |  | 0 | 0 | 0.1 | [37 empty] | 0 | 0 | 0 | -0.0047 | -1.1703 | 0.0032 | 0.7968 | -0.0027 | -0.6723 | 0.0012 | 0.2988 | 0.0146 | 3.6354 | -0.013 | -3.237 | -0.0067 | -1.6683 | -0.013 | -3.237 | -0.0067 | -1.6683
1642 | [35 empty] | 0 | 0 | 0.1 |  |  | 0 | 0 | 0.1 | [37 empty] | 0 | 0 | 0 | -0.0047 | -1.1703 | 0.0032 | 0.7968 | -0.0027 | -0.6723 | 0.0012 | 0.2988 | 0.0146 | 3.6354 | -0.013 | -3.237 | -0.0067 | -1.6683 | -0.013 | -3.237 | -0.0067 | -1.6683
1643 | [35 empty] | 0 | 0 | 0.1 |  |  | 0 | 0 | 0.1 | [37 empty] | 0 | 0 | 0 | -0.0047 | -1.1703 | 0.0032 | 0.7968 | -0.0027 | -0.6723 | 0.0012 | 0.2988 | 0.0146 | 3.6354 | -0.013 | -3.237 | -0.0067 | -1.6683 | -0.013 | -3.237 | -0.0067 | -1.6683
1644 | [35 empty] | 0 | 0 | 0.1 |  |  | 0 | 0 | 0.1 | [37 empty] | 0 | 0 | 0 | -0.0047 | -1.1703 | 0.0032 | 0.7968 | -0.0027 | -0.6723 | 0.0012 | 0.2988 | 0.0146 | 3.6354 | -0.013 | -3.237 | -0.0067 | -1.6683 | -0.013 | -3.237 | -0.0067 | -1.6683
1645 | [35 empty] | 0 | 0 | 0.1 |  |  | 0 | 0 | 0.1 | [37 empty] | 0 | 0 | 0 | -0.0047 | -1.1703 | 0.0032 | 0.7968 | -0.0027 | -0.6723 | 0.0012 | 0.2988 | 0.0146 | 3.6354 | -0.013 | -3.237 | -0.0067 | -1.6683 | -0.013 | -3.237 | -0.0067 | -1.6683
1646 | [35 empty] | 0 | 0 | 0.1 |  |  | 0 | 0 | 0.1 | [37 empty] | 0 | 0 | 0 | -0.0047 | -1.1703 | 0.0032 | 0.7968 | -0.0027 | -0.6723 | 0.0012 | 0.2988 | 0.0146 | 3.6354 | -0.013 | -3.237 | -0.0067 | -1.6683 | -0.013 | -3.237 | -0.0067 | -1.6683
1647 | [35 empty] | 0 | 0 | 0.1 |  |  | 0 | 0 | 0.1 | [37 empty] | 0 | 0 | 0 | -0.0047 | -1.1703 | 0.0032 | 0.7968 | -0.0027 | -0.6723 | 0.0012 | 0.2988 | 0.0146 | 3.6354 | -0.013 | -3.237 | -0.0067 | -1.6683 | -0.013 | -3.237 | -0.0067 | -1.6683
1648 | [35 empty] | 0 | 0 | 0.1 |  |  | 0 | 0 | 0.1 | [37 empty] | 0 | 0 | 0 | -0.0047 | -1.1703 | 0.0032 | 0.7968 | -0.0027 | -0.6723 | 0.0012 | 0.2988 | 0.0146 | 3.6354 | -0.013 | -3.237 | -0.0067 | -1.6683 | -0.013 | -3.237 | -0.0067 | -1.6683
1649 | [35 empty] | 0 | 0 | 0.1 |  |  | 0 | 0 | 0.1 | [37 empty] | 0 | 0 | 0 | -0.0047 | -1.1703 | 0.0032 | 0.7968 | -0.0027 | -0.6723 | 0.0012 | 0.2988 | 0.0146 | 3.6354 | -0.013 | -3.237 | -0.0067 | -1.6683 | -0.013 | -3.237 | -0.0067 | -1.6683
1650 | [35 empty] | 0 | 0 | 0.1 |  |  | 0 | 0 | 0.1 | [37 empty] | 0 | 0 | 0 | -0.0047 | -1.1703 | 0.0032 | 0.7968 | -0.0027 | -0.6723 | 0.0012 | 0.2988 | 0.0146 | 3.6354 | -0.013 | -3.237 | -0.0067 | -1.6683 | -0.013 | -3.237 | -0.0067 | -1.6683
1651 | [35 empty] | 0 | 0 | 0.1 |  |  | 0 | 0 | 0.1 | [37 empty] | 0 | 0 | 0 | -0.0047 | -1.1703 | 0.0032 | 0.7968 | -0.0027 | -0.6723 | 0.0012 | 0.2988 | 0.0146 | 3.6354 | -0.013 | -3.237 | -0.0067 | -1.6683 | -0.013 | -3.237 | -0.0067 | -1.6683
1652 | [35 empty] | 0 | 0 | 0.1 |  |  | 0 | 0 | 0.1 | [37 empty] | 0 | 0 | 0 | -0.0047 | -1.1703 | 0.0032 | 0.7968 | -0.0027 | -0.6723 | 0.0012 | 0.2988 | 0.0146 | 3.6354 | -0.013 | -3.237 | -0.0067 | -1.6683 | -0.013 | -3.237 | -0.0067 | -1.6683
1653 | [35 empty] | 0 | 0 | 0.1 |  |  | 0 | 0 | 0.1 | [37 empty] | 0 | 0 | 0 | -0.0047 | -1.1703 | 0.0032 | 0.7968 | -0.0027 | -0.6723 | 0.0012 | 0.2988 | 0.0146 | 3.6354 | -0.013 | -3.237 | -0.0067 | -1.6683 | -0.013 | -3.237 | -0.0067 | -1.6683
1654 | [35 empty] | 0 | 0 | 0.1 |  |  | 0 | 0 | 0.1 | [37 empty] | 0 | 0 | 0 | -0.0047 | -1.1703 | 0.0032 | 0.7968 | -0.0027 | -0.6723 | 0.0012 | 0.2988 | 0.0146 | 3.6354 | -0.013 | -3.237 | -0.0067 | -1.6683 | -0.013 | -3.237 | -0.0067 | -1.6683
1655 | [35 empty] | 0 | 0 | 0.1 |  |  | 0 | 0 | 0.1 | [37 empty] | 0 | 0 | 0 | -0.0047 | -1.1703 | 0.0032 | 0.7968 | -0.0027 | -0.6723 | 0.0012 | 0.2988 | 0.0146 | 3.6354 | -0.013 | -3.237 | -0.0067 | -1.6683 | -0.013 | -3.237 | -0.0067 | -1.6683
1656 | [35 empty] | 0 | 0 | 0.1 |  |  | 0 | 0 | 0.1 | [37 empty] | 0 | 0 | 0 | -0.0047 | -1.1703 | 0.0032 | 0.7968 | -0.0027 | -0.6723 | 0.0012 | 0.2988 | 0.0146 | 3.6354 | -0.013 | -3.237 | -0.0067 | -1.6683 | -0.013 | -3.237 | -0.0067 | -1.6683
1657 | [35 empty] | 0 | 0 | 0.1 |  |  | 0 | 0 | 0.1 | [37 empty] | 0 | 0 | 0 | -0.0047 | -1.1703 | 0.0032 | 0.7968 | -0.0027 | -0.6723 | 0.0012 | 0.2988 | 0.0146 | 3.6354 | -0.013 | -3.237 | -0.0067 | -1.6683 | -0.013 | -3.237 | -0.0067 | -1.6683
1658 | [35 empty] | 0 | 0 | 0.1 |  |  | 0 | 0 | 0.1 | [37 empty] | 0 | 0 | 0 | -0.0047 | -1.1703 | 0.0032 | 0.7968 | -0.0027 | -0.6723 | 0.0012 | 0.2988 | 0.0146 | 3.6354 | -0.013 | -3.237 | -0.0067 | -1.6683 | -0.013 | -3.237 | -0.0067 | -1.6683
1659 | [35 empty] | 0 | 0 | 0.1 |  |  | 0 | 0 | 0.1 | [37 empty] | 0 | 0 | 0 | -0.0047 | -1.1703 | 0.0032 | 0.7968 | -0.0027 | -0.6723 | 0.0012 | 0.2988 | 0.0146 | 3.6354 | -0.013 | -3.237 | -0.0067 | -1.6683 | -0.013 | -3.237 | -0.0067 | -1.6683
1660 | [35 empty] | 0 | 0 | 0.1 |  |  | 0 | 0 | 0.1 | [37 empty] | 0 | 0 | 0 | -0.0047 | -1.1703 | 0.0032 | 0.7968 | -0.0027 | -0.6723 | 0.0012 | 0.2988 | 0.0146 | 3.6354 | -0.013 | -3.237 | -0.0067 | -1.6683 | -0.013 | -3.237 | -0.0067 | -1.6683
1661 | [35 empty] | 0 | 0 | 0.1 |  |  | 0 | 0 | 0.1 | [37 empty] | 0 | 0 | 0 | -0.0047 | -1.1703 | 0.0032 | 0.7968 | -0.0027 | -0.6723 | 0.0012 | 0.2988 | 0.0146 | 3.6354 | -0.013 | -3.237 | -0.0067 | -1.6683 | -0.013 | -3.237 | -0.0067 | -1.6683
1662 | [35 empty] | 0 | 0 | 0.1 |  |  | 0 | 0 | 0.1 | [37 empty] | 0 | 0 | 0 | -0.0047 | -1.1703 | 0.0032 | 0.7968 | -0.0027 | -0.6723 | 0.0012 | 0.2988 | 0.0146 | 3.6354 | -0.013 | -3.237 | -0.0067 | -1.6683 | -0.013 | -3.237 | -0.0067 | -1.6683
1663 | [35 empty] | 0 | 0 | 0.1 |  |  | 0 | 0 | 0.1 | [37 empty] | 0 | 0 | 0 | -0.0047 | -1.1703 | 0.0032 | 0.7968 | -0.0027 | -0.6723 | 0.0012 | 0.2988 | 0.0146 | 3.6354 | -0.013 | -3.237 | -0.0067 | -1.6683 | -0.013 | -3.237 | -0.0067 | -1.6683
1664 | [35 empty] | 0 | 0 | 0.1 |  |  | 0 | 0 | 0.1 | [37 empty] | 0 | 0 | 0 | -0.0047 | -1.1703 | 0.0032 | 0.7968 | -0.0027 | -0.6723 | 0.0012 | 0.2988 | 0.0146 | 3.6354 | -0.013 | -3.237 | -0.0067 | -1.6683 | -0.013 | -3.237 | -0.0067 | -1.6683
1665 | [35 empty] | 0 | 0 | 0.1 |  |  | 0 | 0 | 0.1 | [37 empty] | 0 | 0 | 0 | -0.0047 | -1.1703 | 0.0032 | 0.7968 | -0.0027 | -0.6723 | 0.0012 | 0.2988 | 0.0146 | 3.6354 | -0.013 | -3.237 | -0.0067 | -1.6683 | -0.013 | -3.237 | -0.0067 | -1.6683
1666 | [35 empty] | 0 | 0 | 0.1 |  |  | 0 | 0 | 0.1 | [37 empty] | 0 | 0 | 0 | -0.0047 | -1.1703 | 0.0032 | 0.7968 | -0.0027 | -0.6723 | 0.0012 | 0.2988 | 0.0146 | 3.6354 | -0.013 | -3.237 | -0.0067 | -1.6683 | -0.013 | -3.237 | -0.0067 | -1.6683
1667 | [35 empty] | 0 | 0 | 0.1 |  |  | 0 | 0 | 0.1 | [37 empty] | 0 | 0 | 0 | -0.0047 | -1.1703 | 0.0032 | 0.7968 | -0.0027 | -0.6723 | 0.0012 | 0.2988 | 0.0146 | 3.6354 | -0.013 | -3.237 | -0.0067 | -1.6683 | -0.013 | -3.237 | -0.0067 | -1.6683
1668 | [35 empty] | 0 | 0 | 0.1 |  |  | 0 | 0 | 0.1 | [37 empty] | 0 | 0 | 0 | -0.0047 | -1.1703 | 0.0032 | 0.7968 | -0.0027 | -0.6723 | 0.0012 | 0.2988 | 0.0146 | 3.6354 | -0.013 | -3.237 | -0.0067 | -1.6683 | -0.013 | -3.237 | -0.0067 | -1.6683
1669 | [35 empty] | 0 | 0 | 0.1 |  |  | 0 | 0 | 0.1 | [37 empty] | 0 | 0 | 0 | -0.0047 | -1.1703 | 0.0032 | 0.7968 | -0.0027 | -0.6723 | 0.0012 | 0.2988 | 0.0146 | 3.6354 | -0.013 | -3.237 | -0.0067 | -1.6683 | -0.013 | -3.237 | -0.0067 | -1.6683
1670 | [35 empty] | 0 | 0 | 0.1 |  |  | 0 | 0 | 0.1 | [37 empty] | 0 | 0 | 0 | -0.0047 | -1.1703 | 0.0032 | 0.7968 | -0.0027 | -0.6723 | 0.0012 | 0.2988 | 0.0146 | 3.6354 | -0.013 | -3.237 | -0.0067 | -1.6683 | -0.013 | -3.237 | -0.0067 | -1.6683
1671 | [35 empty] | 0 | 0 | 0.1 |  |  | 0 | 0 | 0.1 | [37 empty] | 0 | 0 | 0 | -0.0047 | -1.1703 | 0.0032 | 0.7968 | -0.0027 | -0.6723 | 0.0012 | 0.2988 | 0.0146 | 3.6354 | -0.013 | -3.237 | -0.0067 | -1.6683 | -0.013 | -3.237 | -0.0067 | -1.6683
1672 | [35 empty] | 0 | 0 | 0.1 |  |  | 0 | 0 | 0.1 | [37 empty] | 0 | 0 | 0 | -0.0047 | -1.1703 | 0.0032 | 0.7968 | -0.0027 | -0.6723 | 0.0012 | 0.2988 | 0.0146 | 3.6354 | -0.013 | -3.237 | -0.0067 | -1.6683 | -0.013 | -3.237 | -0.0067 | -1.6683
1673 | [35 empty] | 0 | 0 | 0.1 |  |  | 0 | 0 | 0.1 | [37 empty] | 0 | 0 | 0 | -0.0047 | -1.1703 | 0.0032 | 0.7968 | -0.0027 | -0.6723 | 0.0012 | 0.2988 | 0.0146 | 3.6354 | -0.013 | -3.237 | -0.0067 | -1.6683 | -0.013 | -3.237 | -0.0067 | -1.6683
1674 | [35 empty] | 0 | 0 | 0.1 |  |  | 0 | 0 | 0.1 | [37 empty] | 0 | 0 | 0 | -0.0047 | -1.1703 | 0.0032 | 0.7968 | -0.0027 | -0.6723 | 0.0012 | 0.2988 | 0.0146 | 3.6354 | -0.013 | -3.237 | -0.0067 | -1.6683 | -0.013 | -3.237 | -0.0067 | -1.6683
1675 | [35 empty] | 0 | 0 | 0.1 |  |  | 0 | 0 | 0.1 | [37 empty] | 0 | 0 | 0 | -0.0047 | -1.1703 | 0.0032 | 0.7968 | -0.0027 | -0.6723 | 0.0012 | 0.2988 | 0.0146 | 3.6354 | -0.013 | -3.237 | -0.0067 | -1.6683 | -0.013 | -3.237 | -0.0067 | -1.6683
1676 | [35 empty] | 0 | 0 | 0.1 |  |  | 0 | 0 | 0.1 | [37 empty] | 0 | 0 | 0 | -0.0047 | -1.1703 | 0.0032 | 0.7968 | -0.0027 | -0.6723 | 0.0012 | 0.2988 | 0.0146 | 3.6354 | -0.013 | -3.237 | -0.0067 | -1.6683 | -0.013 | -3.237 | -0.0067 | -1.6683
1677 | [35 empty] | 0 | 0 | 0.1 |  |  | 0 | 0 | 0.1 | [37 empty] | 0 | 0 | 0 | -0.0047 | -1.1703 | 0.0032 | 0.7968 | -0.0027 | -0.6723 | 0.0012 | 0.2988 | 0.0146 | 3.6354 | -0.013 | -3.237 | -0.0067 | -1.6683 | -0.013 | -3.237 | -0.0067 | -1.6683
1678 | [35 empty] | 0 | 0 | 0.1 |  |  | 0 | 0 | 0.1 | [37 empty] | 0 | 0 | 0 | -0.0047 | -1.1703 | 0.0032 | 0.7968 | -0.0027 | -0.6723 | 0.0012 | 0.2988 | 0.0146 | 3.6354 | -0.013 | -3.237 | -0.0067 | -1.6683 | -0.013 | -3.237 | -0.0067 | -1.6683
1679 | [35 empty] | 0 | 0 | 0.1 |  |  | 0 | 0 | 0.1 | [37 empty] | 0 | 0 | 0 | -0.0047 | -1.1703 | 0.0032 | 0.7968 | -0.0027 | -0.6723 | 0.0012 | 0.2988 | 0.0146 | 3.6354 | -0.013 | -3.237 | -0.0067 | -1.6683 | -0.013 | -3.237 | -0.0067 | -1.6683
1680 | [35 empty] | 0 | 0 | 0.1 |  |  | 0 | 0 | 0.1 | [37 empty] | 0 | 0 | 0 | -0.0047 | -1.1703 | 0.0032 | 0.7968 | -0.0027 | -0.6723 | 0.0012 | 0.2988 | 0.0146 | 3.6354 | -0.013 | -3.237 | -0.0067 | -1.6683 | -0.013 | -3.237 | -0.0067 | -1.6683
1681 | [35 empty] | 0 | 0 | 0.1 |  |  | 0 | 0 | 0.1 | [37 empty] | 0 | 0 | 0 | -0.0047 | -1.1703 | 0.0032 | 0.7968 | -0.0027 | -0.6723 | 0.0012 | 0.2988 | 0.0146 | 3.6354 | -0.013 | -3.237 | -0.0067 | -1.6683 | -0.013 | -3.237 | -0.0067 | -1.6683
1682 | [35 empty] | 0 | 0 | 0.1 |  |  | 0 | 0 | 0.1 | [37 empty] | 0 | 0 | 0 | -0.0047 | -1.1703 | 0.0032 | 0.7968 | -0.0027 | -0.6723 | 0.0012 | 0.2988 | 0.0146 | 3.6354 | -0.013 | -3.237 | -0.0067 | -1.6683 | -0.013 | -3.237 | -0.0067 | -1.6683
1683 | [35 empty] | 0 | 0 | 0.1 |  |  | 0 | 0 | 0.1 | [37 empty] | 0 | 0 | 0 | -0.0047 | -1.1703 | 0.0032 | 0.7968 | -0.0027 | -0.6723 | 0.0012 | 0.2988 | 0.0146 | 3.6354 | -0.013 | -3.237 | -0.0067 | -1.6683 | -0.013 | -3.237 | -0.0067 | -1.6683
1684 | [35 empty] | 0 | 0 | 0.1 |  |  | 0 | 0 | 0.1 | [37 empty] | 0 | 0 | 0 | -0.0047 | -1.1703 | 0.0032 | 0.7968 | -0.0027 | -0.6723 | 0.0012 | 0.2988 | 0.0146 | 3.6354 | -0.013 | -3.237 | -0.0067 | -1.6683 | -0.013 | -3.237 | -0.0067 | -1.6683
1685 | [35 empty] | 0 | 0 | 0.1 |  |  | 0 | 0 | 0.1 | [37 empty] | 0 | 0 | 0 | -0.0047 | -1.1703 | 0.0032 | 0.7968 | -0.0027 | -0.6723 | 0.0012 | 0.2988 | 0.0146 | 3.6354 | -0.013 | -3.237 | -0.0067 | -1.6683 | -0.013 | -3.237 | -0.0067 | -1.6683
1686 | [35 empty] | 0 | 0 | 0.1 |  |  | 0 | 0 | 0.1 | [37 empty] | 0 | 0 | 0 | -0.0047 | -1.1703 | 0.0032 | 0.7968 | -0.0027 | -0.6723 | 0.0012 | 0.2988 | 0.0146 | 3.6354 | -0.013 | -3.237 | -0.0067 | -1.6683 | -0.013 | -3.237 | -0.0067 | -1.6683
1687 | [35 empty] | 0 | 0 | 0.1 |  |  | 0 | 0 | 0.1 | [37 empty] | 0 | 0 | 0 | -0.0047 | -1.1703 | 0.0032 | 0.7968 | -0.0027 | -0.6723 | 0.0012 | 0.2988 | 0.0146 | 3.6354 | -0.013 | -3.237 | -0.0067 | -1.6683 | -0.013 | -3.237 | -0.0067 | -1.6683
1688 | [35 empty] | 0 | 0 | 0.1 |  |  | 0 | 0 | 0.1 | [37 empty] | 0 | 0 | 0 | -0.0047 | -1.1703 | 0.0032 | 0.7968 | -0.0027 | -0.6723 | 0.0012 | 0.2988 | 0.0146 | 3.6354 | -0.013 | -3.237 | -0.0067 | -1.6683 | -0.013 | -3.237 | -0.0067 | -1.6683
1689 | [35 empty] | 0 | 0 | 0.1 |  |  | 0 | 0 | 0.1 | [37 empty] | 0 | 0 | 0 | -0.0047 | -1.1703 | 0.0032 | 0.7968 | -0.0027 | -0.6723 | 0.0012 | 0.2988 | 0.0146 | 3.6354 | -0.013 | -3.237 | -0.0067 | -1.6683 | -0.013 | -3.237 | -0.0067 | -1.6683
1690 | [35 empty] | 0 | 0 | 0.1 |  |  | 0 | 0 | 0.1 | [37 empty] | 0 | 0 | 0 | -0.0047 | -1.1703 | 0.0032 | 0.7968 | -0.0027 | -0.6723 | 0.0012 | 0.2988 | 0.0146 | 3.6354 | -0.013 | -3.237 | -0.0067 | -1.6683 | -0.013 | -3.237 | -0.0067 | -1.6683
1691 | [35 empty] | 0 | 0 | 0.1 |  |  | 0 | 0 | 0.1 | [37 empty] | 0 | 0 | 0 | -0.0047 | -1.1703 | 0.0032 | 0.7968 | -0.0027 | -0.6723 | 0.0012 | 0.2988 | 0.0146 | 3.6354 | -0.013 | -3.237 | -0.0067 | -1.6683 | -0.013 | -3.237 | -0.0067 | -1.6683
1692 | [35 empty] | 0 | 0 | 0.1 |  |  | 0 | 0 | 0.1 | [37 empty] | 0 | 0 | 0 | -0.0047 | -1.1703 | 0.0032 | 0.7968 | -0.0027 | -0.6723 | 0.0012 | 0.2988 | 0.0146 | 3.6354 | -0.013 | -3.237 | -0.0067 | -1.6683 | -0.013 | -3.237 | -0.0067 | -1.6683
1693 | [35 empty] | 0 | 0 | 0.1 |  |  | 0 | 0 | 0.1 | [37 empty] | 0 | 0 | 0 | -0.0047 | -1.1703 | 0.0032 | 0.7968 | -0.0027 | -0.6723 | 0.0012 | 0.2988 | 0.0146 | 3.6354 | -0.013 | -3.237 | -0.0067 | -1.6683 | -0.013 | -3.237 | -0.0067 | -1.6683
1694 | [35 empty] | 0 | 0 | 0.1 |  |  | 0 | 0 | 0.1 | [37 empty] | 0 | 0 | 0 | -0.0047 | -1.1703 | 0.0032 | 0.7968 | -0.0027 | -0.6723 | 0.0012 | 0.2988 | 0.0146 | 3.6354 | -0.013 | -3.237 | -0.0067 | -1.6683 | -0.013 | -3.237 | -0.0067 | -1.6683
1695 | [35 empty] | 0 | 0 | 0.1 |  |  | 0 | 0 | 0.1 | [37 empty] | 0 | 0 | 0 | -0.0047 | -1.1703 | 0.0032 | 0.7968 | -0.0027 | -0.6723 | 0.0012 | 0.2988 | 0.0146 | 3.6354 | -0.013 | -3.237 | -0.0067 | -1.6683 | -0.013 | -3.237 | -0.0067 | -1.6683
1696 | [35 empty] | 0 | 0 | 0.1 |  |  | 0 | 0 | 0.1 | [37 empty] | 0 | 0 | 0 | -0.0047 | -1.1703 | 0.0032 | 0.7968 | -0.0027 | -0.6723 | 0.0012 | 0.2988 | 0.0146 | 3.6354 | -0.013 | -3.237 | -0.0067 | -1.6683 | -0.013 | -3.237 | -0.0067 | -1.6683
1697 | [35 empty] | 0 | 0 | 0.1 |  |  | 0 | 0 | 0.1 | [37 empty] | 0 | 0 | 0 | -0.0047 | -1.1703 | 0.0032 | 0.7968 | -0.0027 | -0.6723 | 0.0012 | 0.2988 | 0.0146 | 3.6354 | -0.013 | -3.237 | -0.0067 | -1.6683 | -0.013 | -3.237 | -0.0067 | -1.6683
1698 | [35 empty] | 0 | 0 | 0.1 |  |  | 0 | 0 | 0.1 | [37 empty] | 0 | 0 | 0 | -0.0047 | -1.1703 | 0.0032 | 0.7968 | -0.0027 | -0.6723 | 0.0012 | 0.2988 | 0.0146 | 3.6354 | -0.013 | -3.237 | -0.0067 | -1.6683 | -0.013 | -3.237 | -0.0067 | -1.6683
1699 | [35 empty] | 0 | 0 | 0.1 |  |  | 0 | 0 | 0.1 | [37 empty] | 0 | 0 | 0 | -0.0047 | -1.1703 | 0.0032 | 0.7968 | -0.0027 | -0.6723 | 0.0012 | 0.2988 | 0.0146 | 3.6354 | -0.013 | -3.237 | -0.0067 | -1.6683 | -0.013 | -3.237 | -0.0067 | -1.6683
1700 | [35 empty] | 0 | 0 | 0.1 |  |  | 0 | 0 | 0.1 | [37 empty] | 0 | 0 | 0 | -0.0047 | -1.1703 | 0.0032 | 0.7968 | -0.0027 | -0.6723 | 0.0012 | 0.2988 | 0.0146 | 3.6354 | -0.013 | -3.237 | -0.0067 | -1.6683 | -0.013 | -3.237 | -0.0067 | -1.6683
1701 | [35 empty] | 0 | 0 | 0.1 |  |  | 0 | 0 | 0.1 | [37 empty] | 0 | 0 | 0 | -0.0047 | -1.1703 | 0.0032 | 0.7968 | -0.0027 | -0.6723 | 0.0012 | 0.2988 | 0.0146 | 3.6354 | -0.013 | -3.237 | -0.0067 | -1.6683 | -0.013 | -3.237 | -0.0067 | -1.6683
1702 | [35 empty] | 0 | 0 | 0.1 |  |  | 0 | 0 | 0.1 | [37 empty] | 0 | 0 | 0 | -0.0047 | -1.1703 | 0.0032 | 0.7968 | -0.0027 | -0.6723 | 0.0012 | 0.2988 | 0.0146 | 3.6354 | -0.013 | -3.237 | -0.0067 | -1.6683 | -0.013 | -3.237 | -0.0067 | -1.6683
1703 | [35 empty] | 0 | 0 | 0.1 |  |  | 0 | 0 | 0.1 | [37 empty] | 0 | 0 | 0 | -0.0047 | -1.1703 | 0.0032 | 0.7968 | -0.0027 | -0.6723 | 0.0012 | 0.2988 | 0.0146 | 3.6354 | -0.013 | -3.237 | -0.0067 | -1.6683 | -0.013 | -3.237 | -0.0067 | -1.6683
1704 | [35 empty] | 0 | 0 | 0.1 |  |  | 0 | 0 | 0.1 | [37 empty] | 0 | 0 | 0 | -0.0047 | -1.1703 | 0.0032 | 0.7968 | -0.0027 | -0.6723 | 0.0012 | 0.2988 | 0.0146 | 3.6354 | -0.013 | -3.237 | -0.0067 | -1.6683 | -0.013 | -3.237 | -0.0067 | -1.6683
1705 | [35 empty] | 0 | 0 | 0.1 |  |  | 0 | 0 | 0.1 | [37 empty] | 0 | 0 | 0 | -0.0047 | -1.1703 | 0.0032 | 0.7968 | -0.0027 | -0.6723 | 0.0012 | 0.2988 | 0.0146 | 3.6354 | -0.013 | -3.237 | -0.0067 | -1.6683 | -0.013 | -3.237 | -0.0067 | -1.6683
1706 | [35 empty] | 0 | 0 | 0.1 |  |  | 0 | 0 | 0.1 | [37 empty] | 0 | 0 | 0 | -0.0047 | -1.1703 | 0.0032 | 0.7968 | -0.0027 | -0.6723 | 0.0012 | 0.2988 | 0.0146 | 3.6354 | -0.013 | -3.237 | -0.0067 | -1.6683 | -0.013 | -3.237 | -0.0067 | -1.6683
1707 | [35 empty] | 0 | 0 | 0.1 |  |  | 0 | 0 | 0.1 | [37 empty] | 0 | 0 | 0 | -0.0047 | -1.1703 | 0.0032 | 0.7968 | -0.0027 | -0.6723 | 0.0012 | 0.2988 | 0.0146 | 3.6354 | -0.013 | -3.237 | -0.0067 | -1.6683 | -0.013 | -3.237 | -0.0067 | -1.6683
1708 | [35 empty] | 0 | 0 | 0.1 |  |  | 0 | 0 | 0.1 | [37 empty] | 0 | 0 | 0 | -0.0047 | -1.1703 | 0.0032 | 0.7968 | -0.0027 | -0.6723 | 0.0012 | 0.2988 | 0.0146 | 3.6354 | -0.013 | -3.237 | -0.0067 | -1.6683 | -0.013 | -3.237 | -0.0067 | -1.6683
1709 | [35 empty] | 0 | 0 | 0.1 |  |  | 0 | 0 | 0.1 | [37 empty] | 0 | 0 | 0 | -0.0047 | -1.1703 | 0.0032 | 0.7968 | -0.0027 | -0.6723 | 0.0012 | 0.2988 | 0.0146 | 3.6354 | -0.013 | -3.237 | -0.0067 | -1.6683 | -0.013 | -3.237 | -0.0067 | -1.6683
1710 | [35 empty] | 0 | 0 | 0.1 |  |  | 0 | 0 | 0.1 | [37 empty] | 0 | 0 | 0 | -0.0047 | -1.1703 | 0.0032 | 0.7968 | -0.0027 | -0.6723 | 0.0012 | 0.2988 | 0.0146 | 3.6354 | -0.013 | -3.237 | -0.0067 | -1.6683 | -0.013 | -3.237 | -0.0067 | -1.6683
1711 | [35 empty] | 0 | 0 | 0.1 |  |  | 0 | 0 | 0.1 | [37 empty] | 0 | 0 | 0 | -0.0047 | -1.1703 | 0.0032 | 0.7968 | -0.0027 | -0.6723 | 0.0012 | 0.2988 | 0.0146 | 3.6354 | -0.013 | -3.237 | -0.0067 | -1.6683 | -0.013 | -3.237 | -0.0067 | -1.6683
1712 | [35 empty] | 0 | 0 | 0.1 |  |  | 0 | 0 | 0.1 | [37 empty] | 0 | 0 | 0 | -0.0047 | -1.1703 | 0.0032 | 0.7968 | -0.0027 | -0.6723 | 0.0012 | 0.2988 | 0.0146 | 3.6354 | -0.013 | -3.237 | -0.0067 | -1.6683 | -0.013 | -3.237 | -0.0067 | -1.6683
1713 | [35 empty] | 0 | 0 | 0.1 |  |  | 0 | 0 | 0.1 | [37 empty] | 0 | 0 | 0 | -0.0047 | -1.1703 | 0.0032 | 0.7968 | -0.0027 | -0.6723 | 0.0012 | 0.2988 | 0.0146 | 3.6354 | -0.013 | -3.237 | -0.0067 | -1.6683 | -0.013 | -3.237 | -0.0067 | -1.6683
1714 | [35 empty] | 0 | 0 | 0.1 |  |  | 0 | 0 | 0.1 | [37 empty] | 0 | 0 | 0 | -0.0047 | -1.1703 | 0.0032 | 0.7968 | -0.0027 | -0.6723 | 0.0012 | 0.2988 | 0.0146 | 3.6354 | -0.013 | -3.237 | -0.0067 | -1.6683 | -0.013 | -3.237 | -0.0067 | -1.6683
1715 | [35 empty] | 0 | 0 | 0.1 |  |  | 0 | 0 | 0.1 | [37 empty] | 0 | 0 | 0 | -0.0047 | -1.1703 | 0.0032 | 0.7968 | -0.0027 | -0.6723 | 0.0012 | 0.2988 | 0.0146 | 3.6354 | -0.013 | -3.237 | -0.0067 | -1.6683 | -0.013 | -3.237 | -0.0067 | -1.6683
1716 | [35 empty] | 0 | 0 | 0.1 |  |  | 0 | 0 | 0.1 | [37 empty] | 0 | 0 | 0 | -0.0047 | -1.1703 | 0.0032 | 0.7968 | -0.0027 | -0.6723 | 0.0012 | 0.2988 | 0.0146 | 3.6354 | -0.013 | -3.237 | -0.0067 | -1.6683 | -0.013 | -3.237 | -0.0067 | -1.6683
1717 | [35 empty] | 0 | 0 | 0.1 |  |  | 0 | 0 | 0.1 | [37 empty] | 0 | 0 | 0 | -0.0047 | -1.1703 | 0.0032 | 0.7968 | -0.0027 | -0.6723 | 0.0012 | 0.2988 | 0.0146 | 3.6354 | -0.013 | -3.237 | -0.0067 | -1.6683 | -0.013 | -3.237 | -0.0067 | -1.6683
1718 | [35 empty] | 0 | 0 | 0.1 |  |  | 0 | 0 | 0.1 | [37 empty] | 0 | 0 | 0 | -0.0047 | -1.1703 | 0.0032 | 0.7968 | -0.0027 | -0.6723 | 0.0012 | 0.2988 | 0.0146 | 3.6354 | -0.013 | -3.237 | -0.0067 | -1.6683 | -0.013 | -3.237 | -0.0067 | -1.6683
1719 | [35 empty] | 0 | 0 | 0.1 |  |  | 0 | 0 | 0.1 | [37 empty] | 0 | 0 | 0 | -0.0047 | -1.1703 | 0.0032 | 0.7968 | -0.0027 | -0.6723 | 0.0012 | 0.2988 | 0.0146 | 3.6354 | -0.013 | -3.237 | -0.0067 | -1.6683 | -0.013 | -3.237 | -0.0067 | -1.6683
1720 | [35 empty] | 0 | 0 | 0.1 |  |  | 0 | 0 | 0.1 | [37 empty] | 0 | 0 | 0 | -0.0047 | -1.1703 | 0.0032 | 0.7968 | -0.0027 | -0.6723 | 0.0012 | 0.2988 | 0.0146 | 3.6354 | -0.013 | -3.237 | -0.0067 | -1.6683 | -0.013 | -3.237 | -0.0067 | -1.6683
1721 | [35 empty] | 0 | 0 | 0.1 |  |  | 0 | 0 | 0.1 | [37 empty] | 0 | 0 | 0 | -0.0047 | -1.1703 | 0.0032 | 0.7968 | -0.0027 | -0.6723 | 0.0012 | 0.2988 | 0.0146 | 3.6354 | -0.013 | -3.237 | -0.0067 | -1.6683 | -0.013 | -3.237 | -0.0067 | -1.6683
1722 | [35 empty] | 0 | 0 | 0.1 |  |  | 0 | 0 | 0.1 | [37 empty] | 0 | 0 | 0 | -0.0047 | -1.1703 | 0.0032 | 0.7968 | -0.0027 | -0.6723 | 0.0012 | 0.2988 | 0.0146 | 3.6354 | -0.013 | -3.237 | -0.0067 | -1.6683 | -0.013 | -3.237 | -0.0067 | -1.6683
1723 | [35 empty] | 0 | 0 | 0.1 |  |  | 0 | 0 | 0.1 | [37 empty] | 0 | 0 | 0 | -0.0047 | -1.1703 | 0.0032 | 0.7968 | -0.0027 | -0.6723 | 0.0012 | 0.2988 | 0.0146 | 3.6354 | -0.013 | -3.237 | -0.0067 | -1.6683 | -0.013 | -3.237 | -0.0067 | -1.6683
1724 | [35 empty] | 0 | 0 | 0.1 |  |  | 0 | 0 | 0.1 | [37 empty] | 0 | 0 | 0 | -0.0047 | -1.1703 | 0.0032 | 0.7968 | -0.0027 | -0.6723 | 0.0012 | 0.2988 | 0.0146 | 3.6354 | -0.013 | -3.237 | -0.0067 | -1.6683 | -0.013 | -3.237 | -0.0067 | -1.6683
1725 | [35 empty] | 0 | 0 | 0.1 |  |  | 0 | 0 | 0.1 | [37 empty] | 0 | 0 | 0 | -0.0047 | -1.1703 | 0.0032 | 0.7968 | -0.0027 | -0.6723 | 0.0012 | 0.2988 | 0.0146 | 3.6354 | -0.013 | -3.237 | -0.0067 | -1.6683 | -0.013 | -3.237 | -0.0067 | -1.6683
1726 | [35 empty] | 0 | 0 | 0.1 |  |  | 0 | 0 | 0.1 | [37 empty] | 0 | 0 | 0 | -0.0047 | -1.1703 | 0.0032 | 0.7968 | -0.0027 | -0.6723 | 0.0012 | 0.2988 | 0.0146 | 3.6354 | -0.013 | -3.237 | -0.0067 | -1.6683 | -0.013 | -3.237 | -0.0067 | -1.6683
1727 | [35 empty] | 0 | 0 | 0.1 |  |  | 0 | 0 | 0.1 | [37 empty] | 0 | 0 | 0 | -0.0047 | -1.1703 | 0.0032 | 0.7968 | -0.0027 | -0.6723 | 0.0012 | 0.2988 | 0.0146 | 3.6354 | -0.013 | -3.237 | -0.0067 | -1.6683 | -0.013 | -3.237 | -0.0067 | -1.6683
1728 | [35 empty] | 0 | 0 | 0.1 |  |  | 0 | 0 | 0.1 | [37 empty] | 0 | 0 | 0 | -0.0047 | -1.1703 | 0.0032 | 0.7968 | -0.0027 | -0.6723 | 0.0012 | 0.2988 | 0.0146 | 3.6354 | -0.013 | -3.237 | -0.0067 | -1.6683 | -0.013 | -3.237 | -0.0067 | -1.6683
1729 | [35 empty] | 0 | 0 | 0.1 |  |  | 0 | 0 | 0.1 | [37 empty] | 0 | 0 | 0 | -0.0047 | -1.1703 | 0.0032 | 0.7968 | -0.0027 | -0.6723 | 0.0012 | 0.2988 | 0.0146 | 3.6354 | -0.013 | -3.237 | -0.0067 | -1.6683 | -0.013 | -3.237 | -0.0067 | -1.6683
1730 | [35 empty] | 0 | 0 | 0.1 |  |  | 0 | 0 | 0.1 | [37 empty] | 0 | 0 | 0 | -0.0047 | -1.1703 | 0.0032 | 0.7968 | -0.0027 | -0.6723 | 0.0012 | 0.2988 | 0.0146 | 3.6354 | -0.013 | -3.237 | -0.0067 | -1.6683 | -0.013 | -3.237 | -0.0067 | -1.6683
1731 | [35 empty] | 0 | 0 | 0.1 |  |  | 0 | 0 | 0.1 | [37 empty] | 0 | 0 | 0 | -0.0047 | -1.1703 | 0.0032 | 0.7968 | -0.0027 | -0.6723 | 0.0012 | 0.2988 | 0.0146 | 3.6354 | -0.013 | -3.237 | -0.0067 | -1.6683 | -0.013 | -3.237 | -0.0067 | -1.6683
1732 | [35 empty] | 0 | 0 | 0.1 |  |  | 0 | 0 | 0.1 | [37 empty] | 0 | 0 | 0 | -0.0047 | -1.1703 | 0.0032 | 0.7968 | -0.0027 | -0.6723 | 0.0012 | 0.2988 | 0.0146 | 3.6354 | -0.013 | -3.237 | -0.0067 | -1.6683 | -0.013 | -3.237 | -0.0067 | -1.6683
1733 | [35 empty] | 0 | 0 | 0.1 |  |  | 0 | 0 | 0.1 | [37 empty] | 0 | 0 | 0 | -0.0047 | -1.1703 | 0.0032 | 0.7968 | -0.0027 | -0.6723 | 0.0012 | 0.2988 | 0.0146 | 3.6354 | -0.013 | -3.237 | -0.0067 | -1.6683 | -0.013 | -3.237 | -0.0067 | -1.6683
1734 | [35 empty] | 0 | 0 | 0.1 |  |  | 0 | 0 | 0.1 | [37 empty] | 0 | 0 | 0 | -0.0047 | -1.1703 | 0.0032 | 0.7968 | -0.0027 | -0.6723 | 0.0012 | 0.2988 | 0.0146 | 3.6354 | -0.013 | -3.237 | -0.0067 | -1.6683 | -0.013 | -3.237 | -0.0067 | -1.6683
1735 | [35 empty] | 0 | 0 | 0.1 |  |  | 0 | 0 | 0.1 | [37 empty] | 0 | 0 | 0 | -0.0047 | -1.1703 | 0.0032 | 0.7968 | -0.0027 | -0.6723 | 0.0012 | 0.2988 | 0.0146 | 3.6354 | -0.013 | -3.237 | -0.0067 | -1.6683 | -0.013 | -3.237 | -0.0067 | -1.6683
1736 | [35 empty] | 0 | 0 | 0.1 |  |  | 0 | 0 | 0.1 | [37 empty] | 0 | 0 | 0 | -0.0047 | -1.1703 | 0.0032 | 0.7968 | -0.0027 | -0.6723 | 0.0012 | 0.2988 | 0.0146 | 3.6354 | -0.013 | -3.237 | -0.0067 | -1.6683 | -0.013 | -3.237 | -0.0067 | -1.6683
1737 | [35 empty] | 0 | 0 | 0.1 |  |  | 0 | 0 | 0.1 | [37 empty] | 0 | 0 | 0 | -0.0047 | -1.1703 | 0.0032 | 0.7968 | -0.0027 | -0.6723 | 0.0012 | 0.2988 | 0.0146 | 3.6354 | -0.013 | -3.237 | -0.0067 | -1.6683 | -0.013 | -3.237 | -0.0067 | -1.6683
1738 | [35 empty] | 0 | 0 | 0.1 |  |  | 0 | 0 | 0.1 | [37 empty] | 0 | 0 | 0 | -0.0047 | -1.1703 | 0.0032 | 0.7968 | -0.0027 | -0.6723 | 0.0012 | 0.2988 | 0.0146 | 3.6354 | -0.013 | -3.237 | -0.0067 | -1.6683 | -0.013 | -3.237 | -0.0067 | -1.6683
1739 | [35 empty] | 0 | 0 | 0.1 |  |  | 0 | 0 | 0.1 | [37 empty] | 0 | 0 | 0 | -0.0047 | -1.1703 | 0.0032 | 0.7968 | -0.0027 | -0.6723 | 0.0012 | 0.2988 | 0.0146 | 3.6354 | -0.013 | -3.237 | -0.0067 | -1.6683 | -0.013 | -3.237 | -0.0067 | -1.6683
1740 | [35 empty] | 0 | 0 | 0.1 |  |  | 0 | 0 | 0.1 | [37 empty] | 0 | 0 | 0 | -0.0047 | -1.1703 | 0.0032 | 0.7968 | -0.0027 | -0.6723 | 0.0012 | 0.2988 | 0.0146 | 3.6354 | -0.013 | -3.237 | -0.0067 | -1.6683 | -0.013 | -3.237 | -0.0067 | -1.6683
1741 | [35 empty] | 0 | 0 | 0.1 |  |  | 0 | 0 | 0.1 | [37 empty] | 0 | 0 | 0 | -0.0047 | -1.1703 | 0.0032 | 0.7968 | -0.0027 | -0.6723 | 0.0012 | 0.2988 | 0.0146 | 3.6354 | -0.013 | -3.237 | -0.0067 | -1.6683 | -0.013 | -3.237 | -0.0067 | -1.6683
1742 | [35 empty] | 0 | 0 | 0.1 |  |  | 0 | 0 | 0.1 | [37 empty] | 0 | 0 | 0 | -0.0047 | -1.1703 | 0.0032 | 0.7968 | -0.0027 | -0.6723 | 0.0012 | 0.2988 | 0.0146 | 3.6354 | -0.013 | -3.237 | -0.0067 | -1.6683 | -0.013 | -3.237 | -0.0067 | -1.6683
1743 | [35 empty] | 0 | 0 | 0.1 |  |  | 0 | 0 | 0.1 | [37 empty] | 0 | 0 | 0 | -0.0047 | -1.1703 | 0.0032 | 0.7968 | -0.0027 | -0.6723 | 0.0012 | 0.2988 | 0.0146 | 3.6354 | -0.013 | -3.237 | -0.0067 | -1.6683 | -0.013 | -3.237 | -0.0067 | -1.6683
1744 | [35 empty] | 0 | 0 | 0.1 |  |  | 0 | 0 | 0.1 | [37 empty] | 0 | 0 | 0 | -0.0047 | -1.1703 | 0.0032 | 0.7968 | -0.0027 | -0.6723 | 0.0012 | 0.2988 | 0.0146 | 3.6354 | -0.013 | -3.237 | -0.0067 | -1.6683 | -0.013 | -3.237 | -0.0067 | -1.6683
1745 | [35 empty] | 0 | 0 | 0.1 |  |  | 0 | 0 | 0.1 | [37 empty] | 0 | 0 | 0 | -0.0047 | -1.1703 | 0.0032 | 0.7968 | -0.0027 | -0.6723 | 0.0012 | 0.2988 | 0.0146 | 3.6354 | -0.013 | -3.237 | -0.0067 | -1.6683 | -0.013 | -3.237 | -0.0067 | -1.6683
1746 | [35 empty] | 0 | 0 | 0.1 |  |  | 0 | 0 | 0.1 | [37 empty] | 0 | 0 | 0 | -0.0047 | -1.1703 | 0.0032 | 0.7968 | -0.0027 | -0.6723 | 0.0012 | 0.2988 | 0.0146 | 3.6354 | -0.013 | -3.237 | -0.0067 | -1.6683 | -0.013 | -3.237 | -0.0067 | -1.6683
1747 | [35 empty] | 0 | 0 | 0.1 |  |  | 0 | 0 | 0.1 | [37 empty] | 0 | 0 | 0 | -0.0047 | -1.1703 | 0.0032 | 0.7968 | -0.0027 | -0.6723 | 0.0012 | 0.2988 | 0.0146 | 3.6354 | -0.013 | -3.237 | -0.0067 | -1.6683 | -0.013 | -3.237 | -0.0067 | -1.6683
1748 | [35 empty] | 0 | 0 | 0.1 |  |  | 0 | 0 | 0.1 | [37 empty] | 0 | 0 | 0 | -0.0047 | -1.1703 | 0.0032 | 0.7968 | -0.0027 | -0.6723 | 0.0012 | 0.2988 | 0.0146 | 3.6354 | -0.013 | -3.237 | -0.0067 | -1.6683 | -0.013 | -3.237 | -0.0067 | -1.6683
1749 | [35 empty] | 0 | 0 | 0.1 |  |  | 0 | 0 | 0.1 | [37 empty] | 0 | 0 | 0 | -0.0047 | -1.1703 | 0.0032 | 0.7968 | -0.0027 | -0.6723 | 0.0012 | 0.2988 | 0.0146 | 3.6354 | -0.013 | -3.237 | -0.0067 | -1.6683 | -0.013 | -3.237 | -0.0067 | -1.6683
1750 | [35 empty] | 0 | 0 | 0.1 |  |  | 0 | 0 | 0.1 | [37 empty] | 0 | 0 | 0 | -0.0047 | -1.1703 | 0.0032 | 0.7968 | -0.0027 | -0.6723 | 0.0012 | 0.2988 | 0.0146 | 3.6354 | -0.013 | -3.237 | -0.0067 | -1.6683 | -0.013 | -3.237 | -0.0067 | -1.6683
1751 | [35 empty] | 0 | 0 | 0.1 |  |  | 0 | 0 | 0.1 | [37 empty] | 0 | 0 | 0 | -0.0047 | -1.1703 | 0.0032 | 0.7968 | -0.0027 | -0.6723 | 0.0012 | 0.2988 | 0.0146 | 3.6354 | -0.013 | -3.237 | -0.0067 | -1.6683 | -0.013 | -3.237 | -0.0067 | -1.6683
1752 | [35 empty] | 0 | 0 | 0.1 |  |  | 0 | 0 | 0.1 | [37 empty] | 0 | 0 | 0 | -0.0047 | -1.1703 | 0.0032 | 0.7968 | -0.0027 | -0.6723 | 0.0012 | 0.2988 | 0.0146 | 3.6354 | -0.013 | -3.237 | -0.0067 | -1.6683 | -0.013 | -3.237 | -0.0067 | -1.6683
1753 | [35 empty] | 0 | 0 | 0.1 |  |  | 0 | 0 | 0.1 | [37 empty] | 0 | 0 | 0 | -0.0047 | -1.1703 | 0.0032 | 0.7968 | -0.0027 | -0.6723 | 0.0012 | 0.2988 | 0.0146 | 3.6354 | -0.013 | -3.237 | -0.0067 | -1.6683 | -0.013 | -3.237 | -0.0067 | -1.6683
1754 | [35 empty] | 0 | 0 | 0.1 |  |  | 0 | 0 | 0.1 | [37 empty] | 0 | 0 | 0 | -0.0047 | -1.1703 | 0.0032 | 0.7968 | -0.0027 | -0.6723 | 0.0012 | 0.2988 | 0.0146 | 3.6354 | -0.013 | -3.237 | -0.0067 | -1.6683 | -0.013 | -3.237 | -0.0067 | -1.6683
1755 | [35 empty] | 0 | 0 | 0.1 |  |  | 0 | 0 | 0.1 | [37 empty] | 0 | 0 | 0 | -0.0047 | -1.1703 | 0.0032 | 0.7968 | -0.0027 | -0.6723 | 0.0012 | 0.2988 | 0.0146 | 3.6354 | -0.013 | -3.237 | -0.0067 | -1.6683 | -0.013 | -3.237 | -0.0067 | -1.6683
1756 | [35 empty] | 0 | 0 | 0.1 |  |  | 0 | 0 | 0.1 | [37 empty] | 0 | 0 | 0 | -0.0047 | -1.1703 | 0.0032 | 0.7968 | -0.0027 | -0.6723 | 0.0012 | 0.2988 | 0.0146 | 3.6354 | -0.013 | -3.237 | -0.0067 | -1.6683 | -0.013 | -3.237 | -0.0067 | -1.6683
1757 | [35 empty] | 0 | 0 | 0.1 |  |  | 0 | 0 | 0.1 | [37 empty] | 0 | 0 | 0 | -0.0047 | -1.1703 | 0.0032 | 0.7968 | -0.0027 | -0.6723 | 0.0012 | 0.2988 | 0.0146 | 3.6354 | -0.013 | -3.237 | -0.0067 | -1.6683 | -0.013 | -3.237 | -0.0067 | -1.6683
1758 | [35 empty] | 0 | 0 | 0.1 |  |  | 0 | 0 | 0.1 | [37 empty] | 0 | 0 | 0 | -0.0047 | -1.1703 | 0.0032 | 0.7968 | -0.0027 | -0.6723 | 0.0012 | 0.2988 | 0.0146 | 3.6354 | -0.013 | -3.237 | -0.0067 | -1.6683 | -0.013 | -3.237 | -0.0067 | -1.6683
1759 | [35 empty] | 0 | 0 | 0.1 |  |  | 0 | 0 | 0.1 | [37 empty] | 0 | 0 | 0 | -0.0047 | -1.1703 | 0.0032 | 0.7968 | -0.0027 | -0.6723 | 0.0012 | 0.2988 | 0.0146 | 3.6354 | -0.013 | -3.237 | -0.0067 | -1.6683 | -0.013 | -3.237 | -0.0067 | -1.6683
1760 | [35 empty] | 0 | 0 | 0.1 |  |  | 0 | 0 | 0.1 | [37 empty] | 0 | 0 | 0 | -0.0047 | -1.1703 | 0.0032 | 0.7968 | -0.0027 | -0.6723 | 0.0012 | 0.2988 | 0.0146 | 3.6354 | -0.013 | -3.237 | -0.0067 | -1.6683 | -0.013 | -3.237 | -0.0067 | -1.6683
1761 | [35 empty] | 0 | 0 | 0.1 |  |  | 0 | 0 | 0.1 | [37 empty] | 0 | 0 | 0 | -0.0047 | -1.1703 | 0.0032 | 0.7968 | -0.0027 | -0.6723 | 0.0012 | 0.2988 | 0.0146 | 3.6354 | -0.013 | -3.237 | -0.0067 | -1.6683 | -0.013 | -3.237 | -0.0067 | -1.6683
1762 | [35 empty] | 0 | 0 | 0.1 |  |  | 0 | 0 | 0.1 | [37 empty] | 0 | 0 | 0 | -0.0047 | -1.1703 | 0.0032 | 0.7968 | -0.0027 | -0.6723 | 0.0012 | 0.2988 | 0.0146 | 3.6354 | -0.013 | -3.237 | -0.0067 | -1.6683 | -0.013 | -3.237 | -0.0067 | -1.6683
1763 | [35 empty] | 0 | 0 | 0.1 |  |  | 0 | 0 | 0.1 | [37 empty] | 0 | 0 | 0 | -0.0047 | -1.1703 | 0.0032 | 0.7968 | -0.0027 | -0.6723 | 0.0012 | 0.2988 | 0.0146 | 3.6354 | -0.013 | -3.237 | -0.0067 | -1.6683 | -0.013 | -3.237 | -0.0067 | -1.6683
1764 | [35 empty] | 0 | 0 | 0.1 |  |  | 0 | 0 | 0.1 | [37 empty] | 0 | 0 | 0 | -0.0047 | -1.1703 | 0.0032 | 0.7968 | -0.0027 | -0.6723 | 0.0012 | 0.2988 | 0.0146 | 3.6354 | -0.013 | -3.237 | -0.0067 | -1.6683 | -0.013 | -3.237 | -0.0067 | -1.6683
1765 | [35 empty] | 0 | 0 | 0.1 |  |  | 0 | 0 | 0.1 | [37 empty] | 0 | 0 | 0 | -0.0047 | -1.1703 | 0.0032 | 0.7968 | -0.0027 | -0.6723 | 0.0012 | 0.2988 | 0.0146 | 3.6354 | -0.013 | -3.237 | -0.0067 | -1.6683 | -0.013 | -3.237 | -0.0067 | -1.6683
1766 | [35 empty] | 0 | 0 | 0.1 |  |  | 0 | 0 | 0.1 | [37 empty] | 0 | 0 | 0 | -0.0047 | -1.1703 | 0.0032 | 0.7968 | -0.0027 | -0.6723 | 0.0012 | 0.2988 | 0.0146 | 3.6354 | -0.013 | -3.237 | -0.0067 | -1.6683 | -0.013 | -3.237 | -0.0067 | -1.6683
1767 | [35 empty] | 0 | 0 | 0.1 |  |  | 0 | 0 | 0.1 | [37 empty] | 0 | 0 | 0 | -0.0047 | -1.1703 | 0.0032 | 0.7968 | -0.0027 | -0.6723 | 0.0012 | 0.2988 | 0.0146 | 3.6354 | -0.013 | -3.237 | -0.0067 | -1.6683 | -0.013 | -3.237 | -0.0067 | -1.6683
1768 | [35 empty] | 0 | 0 | 0.1 |  |  | 0 | 0 | 0.1 | [37 empty] | 0 | 0 | 0 | -0.0047 | -1.1703 | 0.0032 | 0.7968 | -0.0027 | -0.6723 | 0.0012 | 0.2988 | 0.0146 | 3.6354 | -0.013 | -3.237 | -0.0067 | -1.6683 | -0.013 | -3.237 | -0.0067 | -1.6683
1769 | [35 empty] | 0 | 0 | 0.1 |  |  | 0 | 0 | 0.1 | [37 empty] | 0 | 0 | 0 | -0.0047 | -1.1703 | 0.0032 | 0.7968 | -0.0027 | -0.6723 | 0.0012 | 0.2988 | 0.0146 | 3.6354 | -0.013 | -3.237 | -0.0067 | -1.6683 | -0.013 | -3.237 | -0.0067 | -1.6683
1770 | [35 empty] | 0 | 0 | 0.1 |  |  | 0 | 0 | 0.1 | [37 empty] | 0 | 0 | 0 | -0.0047 | -1.1703 | 0.0032 | 0.7968 | -0.0027 | -0.6723 | 0.0012 | 0.2988 | 0.0146 | 3.6354 | -0.013 | -3.237 | -0.0067 | -1.6683 | -0.013 | -3.237 | -0.0067 | -1.6683
1771 | [35 empty] | 0 | 0 | 0.1 |  |  | 0 | 0 | 0.1 | [37 empty] | 0 | 0 | 0 | -0.0047 | -1.1703 | 0.0032 | 0.7968 | -0.0027 | -0.6723 | 0.0012 | 0.2988 | 0.0146 | 3.6354 | -0.013 | -3.237 | -0.0067 | -1.6683 | -0.013 | -3.237 | -0.0067 | -1.6683
1772 | [35 empty] | 0 | 0 | 0.1 |  |  | 0 | 0 | 0.1 | [37 empty] | 0 | 0 | 0 | -0.0047 | -1.1703 | 0.0032 | 0.7968 | -0.0027 | -0.6723 | 0.0012 | 0.2988 | 0.0146 | 3.6354 | -0.013 | -3.237 | -0.0067 | -1.6683 | -0.013 | -3.237 | -0.0067 | -1.6683
1773 | [35 empty] | 0 | 0 | 0.1 |  |  | 0 | 0 | 0.1 | [37 empty] | 0 | 0 | 0 | -0.0047 | -1.1703 | 0.0032 | 0.7968 | -0.0027 | -0.6723 | 0.0012 | 0.2988 | 0.0146 | 3.6354 | -0.013 | -3.237 | -0.0067 | -1.6683 | -0.013 | -3.237 | -0.0067 | -1.6683
1774 | [35 empty] | 0 | 0 | 0.1 |  |  | 0 | 0 | 0.1 | [37 empty] | 0 | 0 | 0 | -0.0047 | -1.1703 | 0.0032 | 0.7968 | -0.0027 | -0.6723 | 0.0012 | 0.2988 | 0.0146 | 3.6354 | -0.013 | -3.237 | -0.0067 | -1.6683 | -0.013 | -3.237 | -0.0067 | -1.6683
1775 | [35 empty] | 0 | 0 | 0.1 |  |  | 0 | 0 | 0.1 | [37 empty] | 0 | 0 | 0 | -0.0047 | -1.1703 | 0.0032 | 0.7968 | -0.0027 | -0.6723 | 0.0012 | 0.2988 | 0.0146 | 3.6354 | -0.013 | -3.237 | -0.0067 | -1.6683 | -0.013 | -3.237 | -0.0067 | -1.6683
1776 | [35 empty] | 0 | 0 | 0.1 |  |  | 0 | 0 | 0.1 | [37 empty] | 0 | 0 | 0 | -0.0047 | -1.1703 | 0.0032 | 0.7968 | -0.0027 | -0.6723 | 0.0012 | 0.2988 | 0.0146 | 3.6354 | -0.013 | -3.237 | -0.0067 | -1.6683 | -0.013 | -3.237 | -0.0067 | -1.6683
1777 | [35 empty] | 0 | 0 | 0.1 |  |  | 0 | 0 | 0.1 | [37 empty] | 0 | 0 | 0 | -0.0047 | -1.1703 | 0.0032 | 0.7968 | -0.0027 | -0.6723 | 0.0012 | 0.2988 | 0.0146 | 3.6354 | -0.013 | -3.237 | -0.0067 | -1.6683 | -0.013 | -3.237 | -0.0067 | -1.6683
1778 | [35 empty] | 0 | 0 | 0.1 |  |  | 0 | 0 | 0.1 | [37 empty] | 0 | 0 | 0 | -0.0047 | -1.1703 | 0.0032 | 0.7968 | -0.0027 | -0.6723 | 0.0012 | 0.2988 | 0.0146 | 3.6354 | -0.013 | -3.237 | -0.0067 | -1.6683 | -0.013 | -3.237 | -0.0067 | -1.6683
1779 | [35 empty] | 0 | 0 | 0.1 |  |  | 0 | 0 | 0.1 | [37 empty] | 0 | 0 | 0 | -0.0047 | -1.1703 | 0.0032 | 0.7968 | -0.0027 | -0.6723 | 0.0012 | 0.2988 | 0.0146 | 3.6354 | -0.013 | -3.237 | -0.0067 | -1.6683 | -0.013 | -3.237 | -0.0067 | -1.6683
1780 | [35 empty] | 0 | 0 | 0.1 |  |  | 0 | 0 | 0.1 | [37 empty] | 0 | 0 | 0 | -0.0047 | -1.1703 | 0.0032 | 0.7968 | -0.0027 | -0.6723 | 0.0012 | 0.2988 | 0.0146 | 3.6354 | -0.013 | -3.237 | -0.0067 | -1.6683 | -0.013 | -3.237 | -0.0067 | -1.6683
1781 | [35 empty] | 0 | 0 | 0.1 |  |  | 0 | 0 | 0.1 | [37 empty] | 0 | 0 | 0 | -0.0047 | -1.1703 | 0.0032 | 0.7968 | -0.0027 | -0.6723 | 0.0012 | 0.2988 | 0.0146 | 3.6354 | -0.013 | -3.237 | -0.0067 | -1.6683 | -0.013 | -3.237 | -0.0067 | -1.6683
1782 | [35 empty] | 0 | 0 | 0.1 |  |  | 0 | 0 | 0.1 | [37 empty] | 0 | 0 | 0 | -0.0047 | -1.1703 | 0.0032 | 0.7968 | -0.0027 | -0.6723 | 0.0012 | 0.2988 | 0.0146 | 3.6354 | -0.013 | -3.237 | -0.0067 | -1.6683 | -0.013 | -3.237 | -0.0067 | -1.6683
1783 | [35 empty] | 0 | 0 | 0.1 |  |  | 0 | 0 | 0.1 | [37 empty] | 0 | 0 | 0 | -0.0047 | -1.1703 | 0.0032 | 0.7968 | -0.0027 | -0.6723 | 0.0012 | 0.2988 | 0.0146 | 3.6354 | -0.013 | -3.237 | -0.0067 | -1.6683 | -0.013 | -3.237 | -0.0067 | -1.6683
1784 | [35 empty] | 0 | 0 | 0.1 |  |  | 0 | 0 | 0.1 | [37 empty] | 0 | 0 | 0 | -0.0047 | -1.1703 | 0.0032 | 0.7968 | -0.0027 | -0.6723 | 0.0012 | 0.2988 | 0.0146 | 3.6354 | -0.013 | -3.237 | -0.0067 | -1.6683 | -0.013 | -3.237 | -0.0067 | -1.6683
1785 | [35 empty] | 0 | 0 | 0.1 |  |  | 0 | 0 | 0.1 | [37 empty] | 0 | 0 | 0 | -0.0047 | -1.1703 | 0.0032 | 0.7968 | -0.0027 | -0.6723 | 0.0012 | 0.2988 | 0.0146 | 3.6354 | -0.013 | -3.237 | -0.0067 | -1.6683 | -0.013 | -3.237 | -0.0067 | -1.6683
1786 | [35 empty] | 0 | 0 | 0.1 |  |  | 0 | 0 | 0.1 | [37 empty] | 0 | 0 | 0 | -0.0047 | -1.1703 | 0.0032 | 0.7968 | -0.0027 | -0.6723 | 0.0012 | 0.2988 | 0.0146 | 3.6354 | -0.013 | -3.237 | -0.0067 | -1.6683 | -0.013 | -3.237 | -0.0067 | -1.6683
1787 | [35 empty] | 0 | 0 | 0.1 |  |  | 0 | 0 | 0.1 | [37 empty] | 0 | 0 | 0 | -0.0047 | -1.1703 | 0.0032 | 0.7968 | -0.0027 | -0.6723 | 0.0012 | 0.2988 | 0.0146 | 3.6354 | -0.013 | -3.237 | -0.0067 | -1.6683 | -0.013 | -3.237 | -0.0067 | -1.6683
1788 | [35 empty] | 0 | 0 | 0.1 |  |  | 0 | 0 | 0.1 | [37 empty] | 0 | 0 | 0 | -0.0047 | -1.1703 | 0.0032 | 0.7968 | -0.0027 | -0.6723 | 0.0012 | 0.2988 | 0.0146 | 3.6354 | -0.013 | -3.237 | -0.0067 | -1.6683 | -0.013 | -3.237 | -0.0067 | -1.6683
1789 | [35 empty] | 0 | 0 | 0.1 |  |  | 0 | 0 | 0.1 | [37 empty] | 0 | 0 | 0 | -0.0047 | -1.1703 | 0.0032 | 0.7968 | -0.0027 | -0.6723 | 0.0012 | 0.2988 | 0.0146 | 3.6354 | -0.013 | -3.237 | -0.0067 | -1.6683 | -0.013 | -3.237 | -0.0067 | -1.6683
1790 | [35 empty] | 0 | 0 | 0.1 |  |  | 0 | 0 | 0.1 | [37 empty] | 0 | 0 | 0 | -0.0047 | -1.1703 | 0.0032 | 0.7968 | -0.0027 | -0.6723 | 0.0012 | 0.2988 | 0.0146 | 3.6354 | -0.013 | -3.237 | -0.0067 | -1.6683 | -0.013 | -3.237 | -0.0067 | -1.6683
1791 | [35 empty] | 0 | 0 | 0.1 |  |  | 0 | 0 | 0.1 | [37 empty] | 0 | 0 | 0 | -0.0047 | -1.1703 | 0.0032 | 0.7968 | -0.0027 | -0.6723 | 0.0012 | 0.2988 | 0.0146 | 3.6354 | -0.013 | -3.237 | -0.0067 | -1.6683 | -0.013 | -3.237 | -0.0067 | -1.6683
1792 | [35 empty] | 0 | 0 | 0.1 |  |  | 0 | 0 | 0.1 | [37 empty] | 0 | 0 | 0 | -0.0047 | -1.1703 | 0.0032 | 0.7968 | -0.0027 | -0.6723 | 0.0012 | 0.2988 | 0.0146 | 3.6354 | -0.013 | -3.237 | -0.0067 | -1.6683 | -0.013 | -3.237 | -0.0067 | -1.6683
1793 | [35 empty] | 0 | 0 | 0.1 |  |  | 0 | 0 | 0.1 | [37 empty] | 0 | 0 | 0 | -0.0047 | -1.1703 | 0.0032 | 0.7968 | -0.0027 | -0.6723 | 0.0012 | 0.2988 | 0.0146 | 3.6354 | -0.013 | -3.237 | -0.0067 | -1.6683 | -0.013 | -3.237 | -0.0067 | -1.6683
1794 | [35 empty] | 0 | 0 | 0.1 |  |  | 0 | 0 | 0.1 | [37 empty] | 0 | 0 | 0 | -0.0047 | -1.1703 | 0.0032 | 0.7968 | -0.0027 | -0.6723 | 0.0012 | 0.2988 | 0.0146 | 3.6354 | -0.013 | -3.237 | -0.0067 | -1.6683 | -0.013 | -3.237 | -0.0067 | -1.6683
1795 | [35 empty] | 0 | 0 | 0.1 |  |  | 0 | 0 | 0.1 | [37 empty] | 0 | 0 | 0 | -0.0047 | -1.1703 | 0.0032 | 0.7968 | -0.0027 | -0.6723 | 0.0012 | 0.2988 | 0.0146 | 3.6354 | -0.013 | -3.237 | -0.0067 | -1.6683 | -0.013 | -3.237 | -0.0067 | -1.6683
1796 | [35 empty] | 0 | 0 | 0.1 |  |  | 0 | 0 | 0.1 | [37 empty] | 0 | 0 | 0 | -0.0047 | -1.1703 | 0.0032 | 0.7968 | -0.0027 | -0.6723 | 0.0012 | 0.2988 | 0.0146 | 3.6354 | -0.013 | -3.237 | -0.0067 | -1.6683 | -0.013 | -3.237 | -0.0067 | -1.6683
1797 | [35 empty] | 0 | 0 | 0.1 |  |  | 0 | 0 | 0.1 | [37 empty] | 0 | 0 | 0 | -0.0047 | -1.1703 | 0.0032 | 0.7968 | -0.0027 | -0.6723 | 0.0012 | 0.2988 | 0.0146 | 3.6354 | -0.013 | -3.237 | -0.0067 | -1.6683 | -0.013 | -3.237 | -0.0067 | -1.6683
1798 | [35 empty] | 0 | 0 | 0.1 |  |  | 0 | 0 | 0.1 | [37 empty] | 0 | 0 | 0 | -0.0047 | -1.1703 | 0.0032 | 0.7968 | -0.0027 | -0.6723 | 0.0012 | 0.2988 | 0.0146 | 3.6354 | -0.013 | -3.237 | -0.0067 | -1.6683 | -0.013 | -3.237 | -0.0067 | -1.6683
1799 | [35 empty] | 0 | 0 | 0.1 |  |  | 0 | 0 | 0.1 | [37 empty] | 0 | 0 | 0 | -0.0047 | -1.1703 | 0.0032 | 0.7968 | -0.0027 | -0.6723 | 0.0012 | 0.2988 | 0.0146 | 3.6354 | -0.013 | -3.237 | -0.0067 | -1.6683 | -0.013 | -3.237 | -0.0067 | -1.6683
1800 | [35 empty] | 0 | 0 | 0.1 |  |  | 0 | 0 | 0.1 | [37 empty] | 0 | 0 | 0 | -0.0047 | -1.1703 | 0.0032 | 0.7968 | -0.0027 | -0.6723 | 0.0012 | 0.2988 | 0.0146 | 3.6354 | -0.013 | -3.237 | -0.0067 | -1.6683 | -0.013 | -3.237 | -0.0067 | -1.6683
1801 | [35 empty] | 0 | 0 | 0.1 |  |  | 0 | 0 | 0.1 | [37 empty] | 0 | 0 | 0 | -0.0047 | -1.1703 | 0.0032 | 0.7968 | -0.0027 | -0.6723 | 0.0012 | 0.2988 | 0.0146 | 3.6354 | -0.013 | -3.237 | -0.0067 | -1.6683 | -0.013 | -3.237 | -0.0067 | -1.6683
1802 | [35 empty] | 0 | 0 | 0.1 |  |  | 0 | 0 | 0.1 | [37 empty] | 0 | 0 | 0 | -0.0047 | -1.1703 | 0.0032 | 0.7968 | -0.0027 | -0.6723 | 0.0012 | 0.2988 | 0.0146 | 3.6354 | -0.013 | -3.237 | -0.0067 | -1.6683 | -0.013 | -3.237 | -0.0067 | -1.6683
1803 | [35 empty] | 0 | 0 | 0.1 |  |  | 0 | 0 | 0.1 | [37 empty] | 0 | 0 | 0 | -0.0047 | -1.1703 | 0.0032 | 0.7968 | -0.0027 | -0.6723 | 0.0012 | 0.2988 | 0.0146 | 3.6354 | -0.013 | -3.237 | -0.0067 | -1.6683 | -0.013 | -3.237 | -0.0067 | -1.6683
1804 | [35 empty] | 0 | 0 | 0.1 |  |  | 0 | 0 | 0.1 | [37 empty] | 0 | 0 | 0 | -0.0047 | -1.1703 | 0.0032 | 0.7968 | -0.0027 | -0.6723 | 0.0012 | 0.2988 | 0.0146 | 3.6354 | -0.013 | -3.237 | -0.0067 | -1.6683 | -0.013 | -3.237 | -0.0067 | -1.6683
1805 | [35 empty] | 0 | 0 | 0.1 |  |  | 0 | 0 | 0.1 | [37 empty] | 0 | 0 | 0 | -0.0047 | -1.1703 | 0.0032 | 0.7968 | -0.0027 | -0.6723 | 0.0012 | 0.2988 | 0.0146 | 3.6354 | -0.013 | -3.237 | -0.0067 | -1.6683 | -0.013 | -3.237 | -0.0067 | -1.6683
1806 | [35 empty] | 0 | 0 | 0.1 |  |  | 0 | 0 | 0.1 | [37 empty] | 0 | 0 | 0 | -0.0047 | -1.1703 | 0.0032 | 0.7968 | -0.0027 | -0.6723 | 0.0012 | 0.2988 | 0.0146 | 3.6354 | -0.013 | -3.237 | -0.0067 | -1.6683 | -0.013 | -3.237 | -0.0067 | -1.6683
1807 | [35 empty] | 0 | 0 | 0.1 |  |  | 0 | 0 | 0.1 | [37 empty] | 0 | 0 | 0 | -0.0047 | -1.1703 | 0.0032 | 0.7968 | -0.0027 | -0.6723 | 0.0012 | 0.2988 | 0.0146 | 3.6354 | -0.013 | -3.237 | -0.0067 | -1.6683 | -0.013 | -3.237 | -0.0067 | -1.6683
1808 | [35 empty] | 0 | 0 | 0.1 |  |  | 0 | 0 | 0.1 | [37 empty] | 0 | 0 | 0 | -0.0047 | -1.1703 | 0.0032 | 0.7968 | -0.0027 | -0.6723 | 0.0012 | 0.2988 | 0.0146 | 3.6354 | -0.013 | -3.237 | -0.0067 | -1.6683 | -0.013 | -3.237 | -0.0067 | -1.6683
1809 | [35 empty] | 0 | 0 | 0.1 |  |  | 0 | 0 | 0.1 | [37 empty] | 0 | 0 | 0 | -0.0047 | -1.1703 | 0.0032 | 0.7968 | -0.0027 | -0.6723 | 0.0012 | 0.2988 | 0.0146 | 3.6354 | -0.013 | -3.237 | -0.0067 | -1.6683 | -0.013 | -3.237 | -0.0067 | -1.6683
1810 | [35 empty] | 0 | 0 | 0.1 |  |  | 0 | 0 | 0.1 | [37 empty] | 0 | 0 | 0 | -0.0047 | -1.1703 | 0.0032 | 0.7968 | -0.0027 | -0.6723 | 0.0012 | 0.2988 | 0.0146 | 3.6354 | -0.013 | -3.237 | -0.0067 | -1.6683 | -0.013 | -3.237 | -0.0067 | -1.6683
1811 | [35 empty] | 0 | 0 | 0.1 |  |  | 0 | 0 | 0.1 | [37 empty] | 0 | 0 | 0 | -0.0047 | -1.1703 | 0.0032 | 0.7968 | -0.0027 | -0.6723 | 0.0012 | 0.2988 | 0.0146 | 3.6354 | -0.013 | -3.237 | -0.0067 | -1.6683 | -0.013 | -3.237 | -0.0067 | -1.6683
1812 | [35 empty] | 0 | 0 | 0.1 |  |  | 0 | 0 | 0.1 | [37 empty] | 0 | 0 | 0 | -0.0047 | -1.1703 | 0.0032 | 0.7968 | -0.0027 | -0.6723 | 0.0012 | 0.2988 | 0.0146 | 3.6354 | -0.013 | -3.237 | -0.0067 | -1.6683 | -0.013 | -3.237 | -0.0067 | -1.6683
1813 | [35 empty] | 0 | 0 | 0.1 |  |  | 0 | 0 | 0.1 | [37 empty] | 0 | 0 | 0 | -0.0047 | -1.1703 | 0.0032 | 0.7968 | -0.0027 | -0.6723 | 0.0012 | 0.2988 | 0.0146 | 3.6354 | -0.013 | -3.237 | -0.0067 | -1.6683 | -0.013 | -3.237 | -0.0067 | -1.6683
1814 | [35 empty] | 0 | 0 | 0.1 |  |  | 0 | 0 | 0.1 | [37 empty] | 0 | 0 | 0 | -0.0047 | -1.1703 | 0.0032 | 0.7968 | -0.0027 | -0.6723 | 0.0012 | 0.2988 | 0.0146 | 3.6354 | -0.013 | -3.237 | -0.0067 | -1.6683 | -0.013 | -3.237 | -0.0067 | -1.6683
1815 | [35 empty] | 0 | 0 | 0.1 |  |  | 0 | 0 | 0.1 | [37 empty] | 0 | 0 | 0 | -0.0047 | -1.1703 | 0.0032 | 0.7968 | -0.0027 | -0.6723 | 0.0012 | 0.2988 | 0.0146 | 3.6354 | -0.013 | -3.237 | -0.0067 | -1.6683 | -0.013 | -3.237 | -0.0067 | -1.6683
1816 | [35 empty] | 0 | 0 | 0.1 |  |  | 0 | 0 | 0.1 | [37 empty] | 0 | 0 | 0 | -0.0047 | -1.1703 | 0.0032 | 0.7968 | -0.0027 | -0.6723 | 0.0012 | 0.2988 | 0.0146 | 3.6354 | -0.013 | -3.237 | -0.0067 | -1.6683 | -0.013 | -3.237 | -0.0067 | -1.6683
1817 | [35 empty] | 0 | 0 | 0.1 |  |  | 0 | 0 | 0.1 | [37 empty] | 0 | 0 | 0 | -0.0047 | -1.1703 | 0.0032 | 0.7968 | -0.0027 | -0.6723 | 0.0012 | 0.2988 | 0.0146 | 3.6354 | -0.013 | -3.237 | -0.0067 | -1.6683 | -0.013 | -3.237 | -0.0067 | -1.6683
1818 | [35 empty] | 0 | 0 | 0.1 |  |  | 0 | 0 | 0.1 | [37 empty] | 0 | 0 | 0 | -0.0047 | -1.1703 | 0.0032 | 0.7968 | -0.0027 | -0.6723 | 0.0012 | 0.2988 | 0.0146 | 3.6354 | -0.013 | -3.237 | -0.0067 | -1.6683 | -0.013 | -3.237 | -0.0067 | -1.6683
1819 | [35 empty] | 0 | 0 | 0.1 |  |  | 0 | 0 | 0.1 | [37 empty] | 0 | 0 | 0 | -0.0047 | -1.1703 | 0.0032 | 0.7968 | -0.0027 | -0.6723 | 0.0012 | 0.2988 | 0.0146 | 3.6354 | -0.013 | -3.237 | -0.0067 | -1.6683 | -0.013 | -3.237 | -0.0067 | -1.6683
1820 | [35 empty] | 0 | 0 | 0.1 |  |  | 0 | 0 | 0.1 | [37 empty] | 0 | 0 | 0 | -0.0047 | -1.1703 | 0.0032 | 0.7968 | -0.0027 | -0.6723 | 0.0012 | 0.2988 | 0.0146 | 3.6354 | -0.013 | -3.237 | -0.0067 | -1.6683 | -0.013 | -3.237 | -0.0067 | -1.6683
1821 | [35 empty] | 0 | 0 | 0.1 |  |  | 0 | 0 | 0.1 | [37 empty] | 0 | 0 | 0 | -0.0047 | -1.1703 | 0.0032 | 0.7968 | -0.0027 | -0.6723 | 0.0012 | 0.2988 | 0.0146 | 3.6354 | -0.013 | -3.237 | -0.0067 | -1.6683 | -0.013 | -3.237 | -0.0067 | -1.6683
1822 | [35 empty] | 0 | 0 | 0.1 |  |  | 0 | 0 | 0.1 | [37 empty] | 0 | 0 | 0 | -0.0047 | -1.1703 | 0.0032 | 0.7968 | -0.0027 | -0.6723 | 0.0012 | 0.2988 | 0.0146 | 3.6354 | -0.013 | -3.237 | -0.0067 | -1.6683 | -0.013 | -3.237 | -0.0067 | -1.6683
1823 | [35 empty] | 0 | 0 | 0.1 |  |  | 0 | 0 | 0.1 | [37 empty] | 0 | 0 | 0 | -0.0047 | -1.1703 | 0.0032 | 0.7968 | -0.0027 | -0.6723 | 0.0012 | 0.2988 | 0.0146 | 3.6354 | -0.013 | -3.237 | -0.0067 | -1.6683 | -0.013 | -3.237 | -0.0067 | -1.6683
1824 | [35 empty] | 0 | 0 | 0.1 |  |  | 0 | 0 | 0.1 | [37 empty] | 0 | 0 | 0 | -0.0047 | -1.1703 | 0.0032 | 0.7968 | -0.0027 | -0.6723 | 0.0012 | 0.2988 | 0.0146 | 3.6354 | -0.013 | -3.237 | -0.0067 | -1.6683 | -0.013 | -3.237 | -0.0067 | -1.6683
1825 | [35 empty] | 0 | 0 | 0.1 |  |  | 0 | 0 | 0.1 | [37 empty] | 0 | 0 | 0 | -0.0047 | -1.1703 | 0.0032 | 0.7968 | -0.0027 | -0.6723 | 0.0012 | 0.2988 | 0.0146 | 3.6354 | -0.013 | -3.237 | -0.0067 | -1.6683 | -0.013 | -3.237 | -0.0067 | -1.6683
1826 | [35 empty] | 0 | 0 | 0.1 |  |  | 0 | 0 | 0.1 | [37 empty] | 0 | 0 | 0 | -0.0047 | -1.1703 | 0.0032 | 0.7968 | -0.0027 | -0.6723 | 0.0012 | 0.2988 | 0.0146 | 3.6354 | -0.013 | -3.237 | -0.0067 | -1.6683 | -0.013 | -3.237 | -0.0067 | -1.6683
1827 | [35 empty] | 0 | 0 | 0.1 |  |  | 0 | 0 | 0.1 | [37 empty] | 0 | 0 | 0 | -0.0047 | -1.1703 | 0.0032 | 0.7968 | -0.0027 | -0.6723 | 0.0012 | 0.2988 | 0.0146 | 3.6354 | -0.013 | -3.237 | -0.0067 | -1.6683 | -0.013 | -3.237 | -0.0067 | -1.6683
1828 | [35 empty] | 0 | 0 | 0.1 |  |  | 0 | 0 | 0.1 | [37 empty] | 0 | 0 | 0 | -0.0047 | -1.1703 | 0.0032 | 0.7968 | -0.0027 | -0.6723 | 0.0012 | 0.2988 | 0.0146 | 3.6354 | -0.013 | -3.237 | -0.0067 | -1.6683 | -0.013 | -3.237 | -0.0067 | -1.6683
1829 | [35 empty] | 0 | 0 | 0.1 |  |  | 0 | 0 | 0.1 | [37 empty] | 0 | 0 | 0 | -0.0047 | -1.1703 | 0.0032 | 0.7968 | -0.0027 | -0.6723 | 0.0012 | 0.2988 | 0.0146 | 3.6354 | -0.013 | -3.237 | -0.0067 | -1.6683 | -0.013 | -3.237 | -0.0067 | -1.6683
1830 | [35 empty] | 0 | 0 | 0.1 |  |  | 0 | 0 | 0.1 | [37 empty] | 0 | 0 | 0 | -0.0047 | -1.1703 | 0.0032 | 0.7968 | -0.0027 | -0.6723 | 0.0012 | 0.2988 | 0.0146 | 3.6354 | -0.013 | -3.237 | -0.0067 | -1.6683 | -0.013 | -3.237 | -0.0067 | -1.6683
1831 | [35 empty] | 0 | 0 | 0.1 |  |  | 0 | 0 | 0.1 | [37 empty] | 0 | 0 | 0 | -0.0047 | -1.1703 | 0.0032 | 0.7968 | -0.0027 | -0.6723 | 0.0012 | 0.2988 | 0.0146 | 3.6354 | -0.013 | -3.237 | -0.0067 | -1.6683 | -0.013 | -3.237 | -0.0067 | -1.6683
1832 | [35 empty] | 0 | 0 | 0.1 |  |  | 0 | 0 | 0.1 | [37 empty] | 0 | 0 | 0 | -0.0047 | -1.1703 | 0.0032 | 0.7968 | -0.0027 | -0.6723 | 0.0012 | 0.2988 | 0.0146 | 3.6354 | -0.013 | -3.237 | -0.0067 | -1.6683 | -0.013 | -3.237 | -0.0067 | -1.6683
1833 | [35 empty] | 0 | 0 | 0.1 |  |  | 0 | 0 | 0.1 | [37 empty] | 0 | 0 | 0 | -0.0047 | -1.1703 | 0.0032 | 0.7968 | -0.0027 | -0.6723 | 0.0012 | 0.2988 | 0.0146 | 3.6354 | -0.013 | -3.237 | -0.0067 | -1.6683 | -0.013 | -3.237 | -0.0067 | -1.6683
1834 | [35 empty] | 0 | 0 | 0.1 |  |  | 0 | 0 | 0.1 | [37 empty] | 0 | 0 | 0 | -0.0047 | -1.1703 | 0.0032 | 0.7968 | -0.0027 | -0.6723 | 0.0012 | 0.2988 | 0.0146 | 3.6354 | -0.013 | -3.237 | -0.0067 | -1.6683 | -0.013 | -3.237 | -0.0067 | -1.6683
1835 | [35 empty] | 0 | 0 | 0.1 |  |  | 0 | 0 | 0.1 | [37 empty] | 0 | 0 | 0 | -0.0047 | -1.1703 | 0.0032 | 0.7968 | -0.0027 | -0.6723 | 0.0012 | 0.2988 | 0.0146 | 3.6354 | -0.013 | -3.237 | -0.0067 | -1.6683 | -0.013 | -3.237 | -0.0067 | -1.6683
1836 | [35 empty] | 0 | 0 | 0.1 |  |  | 0 | 0 | 0.1 | [37 empty] | 0 | 0 | 0 | -0.0047 | -1.1703 | 0.0032 | 0.7968 | -0.0027 | -0.6723 | 0.0012 | 0.2988 | 0.0146 | 3.6354 | -0.013 | -3.237 | -0.0067 | -1.6683 | -0.013 | -3.237 | -0.0067 | -1.6683
1837 | [35 empty] | 0 | 0 | 0.1 |  |  | 0 | 0 | 0.1 | [37 empty] | 0 | 0 | 0 | -0.0047 | -1.1703 | 0.0032 | 0.7968 | -0.0027 | -0.6723 | 0.0012 | 0.2988 | 0.0146 | 3.6354 | -0.013 | -3.237 | -0.0067 | -1.6683 | -0.013 | -3.237 | -0.0067 | -1.6683
1838 | [35 empty] | 0 | 0 | 0.1 |  |  | 0 | 0 | 0.1 | [37 empty] | 0 | 0 | 0 | -0.0047 | -1.1703 | 0.0032 | 0.7968 | -0.0027 | -0.6723 | 0.0012 | 0.2988 | 0.0146 | 3.6354 | -0.013 | -3.237 | -0.0067 | -1.6683 | -0.013 | -3.237 | -0.0067 | -1.6683
1839 | [35 empty] | 0 | 0 | 0.1 |  |  | 0 | 0 | 0.1 | [37 empty] | 0 | 0 | 0 | -0.0047 | -1.1703 | 0.0032 | 0.7968 | -0.0027 | -0.6723 | 0.0012 | 0.2988 | 0.0146 | 3.6354 | -0.013 | -3.237 | -0.0067 | -1.6683 | -0.013 | -3.237 | -0.0067 | -1.6683
1840 | [35 empty] | 0 | 0 | 0.1 |  |  | 0 | 0 | 0.1 | [37 empty] | 0 | 0 | 0 | -0.0047 | -1.1703 | 0.0032 | 0.7968 | -0.0027 | -0.6723 | 0.0012 | 0.2988 | 0.0146 | 3.6354 | -0.013 | -3.237 | -0.0067 | -1.6683 | -0.013 | -3.237 | -0.0067 | -1.6683
1841 | [35 empty] | 0 | 0 | 0.1 |  |  | 0 | 0 | 0.1 | [37 empty] | 0 | 0 | 0 | -0.0047 | -1.1703 | 0.0032 | 0.7968 | -0.0027 | -0.6723 | 0.0012 | 0.2988 | 0.0146 | 3.6354 | -0.013 | -3.237 | -0.0067 | -1.6683 | -0.013 | -3.237 | -0.0067 | -1.6683
1842 | [35 empty] | 0 | 0 | 0.1 |  |  | 0 | 0 | 0.1 | [37 empty] | 0 | 0 | 0 | -0.0047 | -1.1703 | 0.0032 | 0.7968 | -0.0027 | -0.6723 | 0.0012 | 0.2988 | 0.0146 | 3.6354 | -0.013 | -3.237 | -0.0067 | -1.6683 | -0.013 | -3.237 | -0.0067 | -1.6683
1843 | [35 empty] | 0 | 0 | 0.1 |  |  | 0 | 0 | 0.1 | [37 empty] | 0 | 0 | 0 | -0.0047 | -1.1703 | 0.0032 | 0.7968 | -0.0027 | -0.6723 | 0.0012 | 0.2988 | 0.0146 | 3.6354 | -0.013 | -3.237 | -0.0067 | -1.6683 | -0.013 | -3.237 | -0.0067 | -1.6683
1844 | [35 empty] | 0 | 0 | 0.1 |  |  | 0 | 0 | 0.1 | [37 empty] | 0 | 0 | 0 | -0.0047 | -1.1703 | 0.0032 | 0.7968 | -0.0027 | -0.6723 | 0.0012 | 0.2988 | 0.0146 | 3.6354 | -0.013 | -3.237 | -0.0067 | -1.6683 | -0.013 | -3.237 | -0.0067 | -1.6683
1845 | [35 empty] | 0 | 0 | 0.1 |  |  | 0 | 0 | 0.1 | [37 empty] | 0 | 0 | 0 | -0.0047 | -1.1703 | 0.0032 | 0.7968 | -0.0027 | -0.6723 | 0.0012 | 0.2988 | 0.0146 | 3.6354 | -0.013 | -3.237 | -0.0067 | -1.6683 | -0.013 | -3.237 | -0.0067 | -1.6683
1846 | [35 empty] | 0 | 0 | 0.1 |  |  | 0 | 0 | 0.1 | [37 empty] | 0 | 0 | 0 | -0.0047 | -1.1703 | 0.0032 | 0.7968 | -0.0027 | -0.6723 | 0.0012 | 0.2988 | 0.0146 | 3.6354 | -0.013 | -3.237 | -0.0067 | -1.6683 | -0.013 | -3.237 | -0.0067 | -1.6683
1847 | [35 empty] | 0 | 0 | 0.1 |  |  | 0 | 0 | 0.1 | [37 empty] | 0 | 0 | 0 | -0.0047 | -1.1703 | 0.0032 | 0.7968 | -0.0027 | -0.6723 | 0.0012 | 0.2988 | 0.0146 | 3.6354 | -0.013 | -3.237 | -0.0067 | -1.6683 | -0.013 | -3.237 | -0.0067 | -1.6683
1848 | [35 empty] | 0 | 0 | 0.1 |  |  | 0 | 0 | 0.1 | [37 empty] | 0 | 0 | 0 | -0.0047 | -1.1703 | 0.0032 | 0.7968 | -0.0027 | -0.6723 | 0.0012 | 0.2988 | 0.0146 | 3.6354 | -0.013 | -3.237 | -0.0067 | -1.6683 | -0.013 | -3.237 | -0.0067 | -1.6683
1849 | [35 empty] | 0 | 0 | 0.1 |  |  | 0 | 0 | 0.1 | [37 empty] | 0 | 0 | 0 | -0.0047 | -1.1703 | 0.0032 | 0.7968 | -0.0027 | -0.6723 | 0.0012 | 0.2988 | 0.0146 | 3.6354 | -0.013 | -3.237 | -0.0067 | -1.6683 | -0.013 | -3.237 | -0.0067 | -1.6683
1850 | [35 empty] | 0 | 0 | 0.1 |  |  | 0 | 0 | 0.1 | [37 empty] | 0 | 0 | 0 | -0.0047 | -1.1703 | 0.0032 | 0.7968 | -0.0027 | -0.6723 | 0.0012 | 0.2988 | 0.0146 | 3.6354 | -0.013 | -3.237 | -0.0067 | -1.6683 | -0.013 | -3.237 | -0.0067 | -1.6683
1851 | [35 empty] | 0 | 0 | 0.1 |  |  | 0 | 0 | 0.1 | [37 empty] | 0 | 0 | 0 | -0.0047 | -1.1703 | 0.0032 | 0.7968 | -0.0027 | -0.6723 | 0.0012 | 0.2988 | 0.0146 | 3.6354 | -0.013 | -3.237 | -0.0067 | -1.6683 | -0.013 | -3.237 | -0.0067 | -1.6683
1852 | [35 empty] | 0 | 0 | 0.1 |  |  | 0 | 0 | 0.1 | [37 empty] | 0 | 0 | 0 | -0.0047 | -1.1703 | 0.0032 | 0.7968 | -0.0027 | -0.6723 | 0.0012 | 0.2988 | 0.0146 | 3.6354 | -0.013 | -3.237 | -0.0067 | -1.6683 | -0.013 | -3.237 | -0.0067 | -1.6683
1853 | [35 empty] | 0 | 0 | 0.1 |  |  | 0 | 0 | 0.1 | [37 empty] | 0 | 0 | 0 | -0.0047 | -1.1703 | 0.0032 | 0.7968 | -0.0027 | -0.6723 | 0.0012 | 0.2988 | 0.0146 | 3.6354 | -0.013 | -3.237 | -0.0067 | -1.6683 | -0.013 | -3.237 | -0.0067 | -1.6683
1854 | [35 empty] | 0 | 0 | 0.1 |  |  | 0 | 0 | 0.1 | [37 empty] | 0 | 0 | 0 | -0.0047 | -1.1703 | 0.0032 | 0.7968 | -0.0027 | -0.6723 | 0.0012 | 0.2988 | 0.0146 | 3.6354 | -0.013 | -3.237 | -0.0067 | -1.6683 | -0.013 | -3.237 | -0.0067 | -1.6683
1855 | [35 empty] | 0 | 0 | 0.1 |  |  | 0 | 0 | 0.1 | [37 empty] | 0 | 0 | 0 | -0.0047 | -1.1703 | 0.0032 | 0.7968 | -0.0027 | -0.6723 | 0.0012 | 0.2988 | 0.0146 | 3.6354 | -0.013 | -3.237 | -0.0067 | -1.6683 | -0.013 | -3.237 | -0.0067 | -1.6683
1856 | [35 empty] | 0 | 0 | 0.1 |  |  | 0 | 0 | 0.1 | [37 empty] | 0 | 0 | 0 | -0.0047 | -1.1703 | 0.0032 | 0.7968 | -0.0027 | -0.6723 | 0.0012 | 0.2988 | 0.0146 | 3.6354 | -0.013 | -3.237 | -0.0067 | -1.6683 | -0.013 | -3.237 | -0.0067 | -1.6683
1857 | [35 empty] | 0 | 0 | 0.1 |  |  | 0 | 0 | 0.1 | [37 empty] | 0 | 0 | 0 | -0.0047 | -1.1703 | 0.0032 | 0.7968 | -0.0027 | -0.6723 | 0.0012 | 0.2988 | 0.0146 | 3.6354 | -0.013 | -3.237 | -0.0067 | -1.6683 | -0.013 | -3.237 | -0.0067 | -1.6683
1858 | [35 empty] | 0 | 0 | 0.1 |  |  | 0 | 0 | 0.1 | [37 empty] | 0 | 0 | 0 | -0.0047 | -1.1703 | 0.0032 | 0.7968 | -0.0027 | -0.6723 | 0.0012 | 0.2988 | 0.0146 | 3.6354 | -0.013 | -3.237 | -0.0067 | -1.6683 | -0.013 | -3.237 | -0.0067 | -1.6683
1859 | [35 empty] | 0 | 0 | 0.1 |  |  | 0 | 0 | 0.1 | [37 empty] | 0 | 0 | 0 | -0.0047 | -1.1703 | 0.0032 | 0.7968 | -0.0027 | -0.6723 | 0.0012 | 0.2988 | 0.0146 | 3.6354 | -0.013 | -3.237 | -0.0067 | -1.6683 | -0.013 | -3.237 | -0.0067 | -1.6683
1860 | [35 empty] | 0 | 0 | 0.1 |  |  | 0 | 0 | 0.1 | [37 empty] | 0 | 0 | 0 | -0.0047 | -1.1703 | 0.0032 | 0.7968 | -0.0027 | -0.6723 | 0.0012 | 0.2988 | 0.0146 | 3.6354 | -0.013 | -3.237 | -0.0067 | -1.6683 | -0.013 | -3.237 | -0.0067 | -1.6683
1861 | [35 empty] | 0 | 0 | 0.1 |  |  | 0 | 0 | 0.1 | [37 empty] | 0 | 0 | 0 | -0.0047 | -1.1703 | 0.0032 | 0.7968 | -0.0027 | -0.6723 | 0.0012 | 0.2988 | 0.0146 | 3.6354 | -0.013 | -3.237 | -0.0067 | -1.6683 | -0.013 | -3.237 | -0.0067 | -1.6683
1862 | [35 empty] | 0 | 0 | 0.1 |  |  | 0 | 0 | 0.1 | [37 empty] | 0 | 0 | 0 | -0.0047 | -1.1703 | 0.0032 | 0.7968 | -0.0027 | -0.6723 | 0.0012 | 0.2988 | 0.0146 | 3.6354 | -0.013 | -3.237 | -0.0067 | -1.6683 | -0.013 | -3.237 | -0.0067 | -1.6683
1863 | [35 empty] | 0 | 0 | 0.1 |  |  | 0 | 0 | 0.1 | [37 empty] | 0 | 0 | 0 | -0.0047 | -1.1703 | 0.0032 | 0.7968 | -0.0027 | -0.6723 | 0.0012 | 0.2988 | 0.0146 | 3.6354 | -0.013 | -3.237 | -0.0067 | -1.6683 | -0.013 | -3.237 | -0.0067 | -1.6683
1864 | [35 empty] | 0 | 0 | 0.1 |  |  | 0 | 0 | 0.1 | [37 empty] | 0 | 0 | 0 | -0.0047 | -1.1703 | 0.0032 | 0.7968 | -0.0027 | -0.6723 | 0.0012 | 0.2988 | 0.0146 | 3.6354 | -0.013 | -3.237 | -0.0067 | -1.6683 | -0.013 | -3.237 | -0.0067 | -1.6683
1865 | [35 empty] | 0 | 0 | 0.1 |  |  | 0 | 0 | 0.1 | [37 empty] | 0 | 0 | 0 | -0.0047 | -1.1703 | 0.0032 | 0.7968 | -0.0027 | -0.6723 | 0.0012 | 0.2988 | 0.0146 | 3.6354 | -0.013 | -3.237 | -0.0067 | -1.6683 | -0.013 | -3.237 | -0.0067 | -1.6683
1866 | [35 empty] | 0 | 0 | 0.1 |  |  | 0 | 0 | 0.1 | [37 empty] | 0 | 0 | 0 | -0.0047 | -1.1703 | 0.0032 | 0.7968 | -0.0027 | -0.6723 | 0.0012 | 0.2988 | 0.0146 | 3.6354 | -0.013 | -3.237 | -0.0067 | -1.6683 | -0.013 | -3.237 | -0.0067 | -1.6683
1867 | [35 empty] | 0 | 0 | 0.1 |  |  | 0 | 0 | 0.1 | [37 empty] | 0 | 0 | 0 | -0.0047 | -1.1703 | 0.0032 | 0.7968 | -0.0027 | -0.6723 | 0.0012 | 0.2988 | 0.0146 | 3.6354 | -0.013 | -3.237 | -0.0067 | -1.6683 | -0.013 | -3.237 | -0.0067 | -1.6683
1868 | [35 empty] | 0 | 0 | 0.1 |  |  | 0 | 0 | 0.1 | [37 empty] | 0 | 0 | 0 | -0.0047 | -1.1703 | 0.0032 | 0.7968 | -0.0027 | -0.6723 | 0.0012 | 0.2988 | 0.0146 | 3.6354 | -0.013 | -3.237 | -0.0067 | -1.6683 | -0.013 | -3.237 | -0.0067 | -1.6683
1869 | [35 empty] | 0 | 0 | 0.1 |  |  | 0 | 0 | 0.1 | [37 empty] | 0 | 0 | 0 | -0.0047 | -1.1703 | 0.0032 | 0.7968 | -0.0027 | -0.6723 | 0.0012 | 0.2988 | 0.0146 | 3.6354 | -0.013 | -3.237 | -0.0067 | -1.6683 | -0.013 | -3.237 | -0.0067 | -1.6683
1870 | [35 empty] | 0 | 0 | 0.1 |  |  | 0 | 0 | 0.1 | [37 empty] | 0 | 0 | 0 | -0.0047 | -1.1703 | 0.0032 | 0.7968 | -0.0027 | -0.6723 | 0.0012 | 0.2988 | 0.0146 | 3.6354 | -0.013 | -3.237 | -0.0067 | -1.6683 | -0.013 | -3.237 | -0.0067 | -1.6683
1871 | [35 empty] | 0 | 0 | 0.1 |  |  | 0 | 0 | 0.1 | [37 empty] | 0 | 0 | 0 | -0.0047 | -1.1703 | 0.0032 | 0.7968 | -0.0027 | -0.6723 | 0.0012 | 0.2988 | 0.0146 | 3.6354 | -0.013 | -3.237 | -0.0067 | -1.6683 | -0.013 | -3.237 | -0.0067 | -1.6683
1872 | [35 empty] | 0 | 0 | 0.1 |  |  | 0 | 0 | 0.1 | [37 empty] | 0 | 0 | 0 | -0.0047 | -1.1703 | 0.0032 | 0.7968 | -0.0027 | -0.6723 | 0.0012 | 0.2988 | 0.0146 | 3.6354 | -0.013 | -3.237 | -0.0067 | -1.6683 | -0.013 | -3.237 | -0.0067 | -1.6683
1873 | [35 empty] | 0 | 0 | 0.1 |  |  | 0 | 0 | 0.1 | [37 empty] | 0 | 0 | 0 | -0.0047 | -1.1703 | 0.0032 | 0.7968 | -0.0027 | -0.6723 | 0.0012 | 0.2988 | 0.0146 | 3.6354 | -0.013 | -3.237 | -0.0067 | -1.6683 | -0.013 | -3.237 | -0.0067 | -1.6683
1874 | [35 empty] | 0 | 0 | 0.1 |  |  | 0 | 0 | 0.1 | [37 empty] | 0 | 0 | 0 | -0.0047 | -1.1703 | 0.0032 | 0.7968 | -0.0027 | -0.6723 | 0.0012 | 0.2988 | 0.0146 | 3.6354 | -0.013 | -3.237 | -0.0067 | -1.6683 | -0.013 | -3.237 | -0.0067 | -1.6683
1875 | [35 empty] | 0 | 0 | 0.1 |  |  | 0 | 0 | 0.1 | [37 empty] | 0 | 0 | 0 | -0.0047 | -1.1703 | 0.0032 | 0.7968 | -0.0027 | -0.6723 | 0.0012 | 0.2988 | 0.0146 | 3.6354 | -0.013 | -3.237 | -0.0067 | -1.6683 | -0.013 | -3.237 | -0.0067 | -1.6683
1876 | [35 empty] | 0 | 0 | 0.1 |  |  | 0 | 0 | 0.1 | [37 empty] | 0 | 0 | 0 | -0.0047 | -1.1703 | 0.0032 | 0.7968 | -0.0027 | -0.6723 | 0.0012 | 0.2988 | 0.0146 | 3.6354 | -0.013 | -3.237 | -0.0067 | -1.6683 | -0.013 | -3.237 | -0.0067 | -1.6683
1877 | [35 empty] | 0 | 0 | 0.1 |  |  | 0 | 0 | 0.1 | [37 empty] | 0 | 0 | 0 | -0.0047 | -1.1703 | 0.0032 | 0.7968 | -0.0027 | -0.6723 | 0.0012 | 0.2988 | 0.0146 | 3.6354 | -0.013 | -3.237 | -0.0067 | -1.6683 | -0.013 | -3.237 | -0.0067 | -1.6683
1878 | [35 empty] | 0 | 0 | 0.1 |  |  | 0 | 0 | 0.1 | [37 empty] | 0 | 0 | 0 | -0.0047 | -1.1703 | 0.0032 | 0.7968 | -0.0027 | -0.6723 | 0.0012 | 0.2988 | 0.0146 | 3.6354 | -0.013 | -3.237 | -0.0067 | -1.6683 | -0.013 | -3.237 | -0.0067 | -1.6683
1879 | [35 empty] | 0 | 0 | 0.1 |  |  | 0 | 0 | 0.1 | [37 empty] | 0 | 0 | 0 | -0.0047 | -1.1703 | 0.0032 | 0.7968 | -0.0027 | -0.6723 | 0.0012 | 0.2988 | 0.0146 | 3.6354 | -0.013 | -3.237 | -0.0067 | -1.6683 | -0.013 | -3.237 | -0.0067 | -1.6683
1880 | [35 empty] | 0 | 0 | 0.1 |  |  | 0 | 0 | 0.1 | [37 empty] | 0 | 0 | 0 | -0.0047 | -1.1703 | 0.0032 | 0.7968 | -0.0027 | -0.6723 | 0.0012 | 0.2988 | 0.0146 | 3.6354 | -0.013 | -3.237 | -0.0067 | -1.6683 | -0.013 | -3.237 | -0.0067 | -1.6683
1881 | [35 empty] | 0 | 0 | 0.1 |  |  | 0 | 0 | 0.1 | [37 empty] | 0 | 0 | 0 | -0.0047 | -1.1703 | 0.0032 | 0.7968 | -0.0027 | -0.6723 | 0.0012 | 0.2988 | 0.0146 | 3.6354 | -0.013 | -3.237 | -0.0067 | -1.6683 | -0.013 | -3.237 | -0.0067 | -1.6683
1882 | [35 empty] | 0 | 0 | 0.1 |  |  | 0 | 0 | 0.1 | [37 empty] | 0 | 0 | 0 | -0.0047 | -1.1703 | 0.0032 | 0.7968 | -0.0027 | -0.6723 | 0.0012 | 0.2988 | 0.0146 | 3.6354 | -0.013 | -3.237 | -0.0067 | -1.6683 | -0.013 | -3.237 | -0.0067 | -1.6683
1883 | [35 empty] | 0 | 0 | 0.1 |  |  | 0 | 0 | 0.1 | [37 empty] | 0 | 0 | 0 | -0.0047 | -1.1703 | 0.0032 | 0.7968 | -0.0027 | -0.6723 | 0.0012 | 0.2988 | 0.0146 | 3.6354 | -0.013 | -3.237 | -0.0067 | -1.6683 | -0.013 | -3.237 | -0.0067 | -1.6683
1884 | [35 empty] | 0 | 0 | 0.1 |  |  | 0 | 0 | 0.1 | [37 empty] | 0 | 0 | 0 | -0.0047 | -1.1703 | 0.0032 | 0.7968 | -0.0027 | -0.6723 | 0.0012 | 0.2988 | 0.0146 | 3.6354 | -0.013 | -3.237 | -0.0067 | -1.6683 | -0.013 | -3.237 | -0.0067 | -1.6683
1885 | [35 empty] | 0 | 0 | 0.1 |  |  | 0 | 0 | 0.1 | [37 empty] | 0 | 0 | 0 | -0.0047 | -1.1703 | 0.0032 | 0.7968 | -0.0027 | -0.6723 | 0.0012 | 0.2988 | 0.0146 | 3.6354 | -0.013 | -3.237 | -0.0067 | -1.6683 | -0.013 | -3.237 | -0.0067 | -1.6683
1886 | [35 empty] | 0 | 0 | 0.1 |  |  | 0 | 0 | 0.1 | [37 empty] | 0 | 0 | 0 | -0.0047 | -1.1703 | 0.0032 | 0.7968 | -0.0027 | -0.6723 | 0.0012 | 0.2988 | 0.0146 | 3.6354 | -0.013 | -3.237 | -0.0067 | -1.6683 | -0.013 | -3.237 | -0.0067 | -1.6683
1887 | [35 empty] | 0 | 0 | 0.1 |  |  | 0 | 0 | 0.1 | [37 empty] | 0 | 0 | 0 | -0.0047 | -1.1703 | 0.0032 | 0.7968 | -0.0027 | -0.6723 | 0.0012 | 0.2988 | 0.0146 | 3.6354 | -0.013 | -3.237 | -0.0067 | -1.6683 | -0.013 | -3.237 | -0.0067 | -1.6683
1888 | [35 empty] | 0 | 0 | 0.1 |  |  | 0 | 0 | 0.1 | [37 empty] | 0 | 0 | 0 | -0.0047 | -1.1703 | 0.0032 | 0.7968 | -0.0027 | -0.6723 | 0.0012 | 0.2988 | 0.0146 | 3.6354 | -0.013 | -3.237 | -0.0067 | -1.6683 | -0.013 | -3.237 | -0.0067 | -1.6683
1889 | [35 empty] | 0 | 0 | 0.1 |  |  | 0 | 0 | 0.1 | [37 empty] | 0 | 0 | 0 | -0.0047 | -1.1703 | 0.0032 | 0.7968 | -0.0027 | -0.6723 | 0.0012 | 0.2988 | 0.0146 | 3.6354 | -0.013 | -3.237 | -0.0067 | -1.6683 | -0.013 | -3.237 | -0.0067 | -1.6683
1890 | [35 empty] | 0 | 0 | 0.1 |  |  | 0 | 0 | 0.1 | [37 empty] | 0 | 0 | 0 | -0.0047 | -1.1703 | 0.0032 | 0.7968 | -0.0027 | -0.6723 | 0.0012 | 0.2988 | 0.0146 | 3.6354 | -0.013 | -3.237 | -0.0067 | -1.6683 | -0.013 | -3.237 | -0.0067 | -1.6683
1891 | [35 empty] | 0 | 0 | 0.1 |  |  | 0 | 0 | 0.1 | [37 empty] | 0 | 0 | 0 | -0.0047 | -1.1703 | 0.0032 | 0.7968 | -0.0027 | -0.6723 | 0.0012 | 0.2988 | 0.0146 | 3.6354 | -0.013 | -3.237 | -0.0067 | -1.6683 | -0.013 | -3.237 | -0.0067 | -1.6683
1892 | [35 empty] | 0 | 0 | 0.1 |  |  | 0 | 0 | 0.1 | [37 empty] | 0 | 0 | 0 | -0.0047 | -1.1703 | 0.0032 | 0.7968 | -0.0027 | -0.6723 | 0.0012 | 0.2988 | 0.0146 | 3.6354 | -0.013 | -3.237 | -0.0067 | -1.6683 | -0.013 | -3.237 | -0.0067 | -1.6683
1893 | [35 empty] | 0 | 0 | 0.1 |  |  | 0 | 0 | 0.1 | [37 empty] | 0 | 0 | 0 | -0.0047 | -1.1703 | 0.0032 | 0.7968 | -0.0027 | -0.6723 | 0.0012 | 0.2988 | 0.0146 | 3.6354 | -0.013 | -3.237 | -0.0067 | -1.6683 | -0.013 | -3.237 | -0.0067 | -1.6683
1894 | [35 empty] | 0 | 0 | 0.1 |  |  | 0 | 0 | 0.1 | [37 empty] | 0 | 0 | 0 | -0.0047 | -1.1703 | 0.0032 | 0.7968 | -0.0027 | -0.6723 | 0.0012 | 0.2988 | 0.0146 | 3.6354 | -0.013 | -3.237 | -0.0067 | -1.6683 | -0.013 | -3.237 | -0.0067 | -1.6683
1895 | [35 empty] | 0 | 0 | 0.1 |  |  | 0 | 0 | 0.1 | [37 empty] | 0 | 0 | 0 | -0.0047 | -1.1703 | 0.0032 | 0.7968 | -0.0027 | -0.6723 | 0.0012 | 0.2988 | 0.0146 | 3.6354 | -0.013 | -3.237 | -0.0067 | -1.6683 | -0.013 | -3.237 | -0.0067 | -1.6683
1896 | [35 empty] | 0 | 0 | 0.1 |  |  | 0 | 0 | 0.1 | [37 empty] | 0 | 0 | 0 | -0.0047 | -1.1703 | 0.0032 | 0.7968 | -0.0027 | -0.6723 | 0.0012 | 0.2988 | 0.0146 | 3.6354 | -0.013 | -3.237 | -0.0067 | -1.6683 | -0.013 | -3.237 | -0.0067 | -1.6683
1897 | [35 empty] | 0 | 0 | 0.1 |  |  | 0 | 0 | 0.1 | [37 empty] | 0 | 0 | 0 | -0.0047 | -1.1703 | 0.0032 | 0.7968 | -0.0027 | -0.6723 | 0.0012 | 0.2988 | 0.0146 | 3.6354 | -0.013 | -3.237 | -0.0067 | -1.6683 | -0.013 | -3.237 | -0.0067 | -1.6683
1898 | [35 empty] | 0 | 0 | 0.1 |  |  | 0 | 0 | 0.1 | [37 empty] | 0 | 0 | 0 | -0.0047 | -1.1703 | 0.0032 | 0.7968 | -0.0027 | -0.6723 | 0.0012 | 0.2988 | 0.0146 | 3.6354 | -0.013 | -3.237 | -0.0067 | -1.6683 | -0.013 | -3.237 | -0.0067 | -1.6683
1899 | [35 empty] | 0 | 0 | 0.1 |  |  | 0 | 0 | 0.1 | [37 empty] | 0 | 0 | 0 | -0.0047 | -1.1703 | 0.0032 | 0.7968 | -0.0027 | -0.6723 | 0.0012 | 0.2988 | 0.0146 | 3.6354 | -0.013 | -3.237 | -0.0067 | -1.6683 | -0.013 | -3.237 | -0.0067 | -1.6683
1900 | [35 empty] | 0 | 0 | 0.1 |  |  | 0 | 0 | 0.1 | [37 empty] | 0 | 0 | 0 | -0.0047 | -1.1703 | 0.0032 | 0.7968 | -0.0027 | -0.6723 | 0.0012 | 0.2988 | 0.0146 | 3.6354 | -0.013 | -3.237 | -0.0067 | -1.6683 | -0.013 | -3.237 | -0.0067 | -1.6683
1901 | [35 empty] | 0 | 0 | 0.1 |  |  | 0 | 0 | 0.1 | [37 empty] | 0 | 0 | 0 | -0.0047 | -1.1703 | 0.0032 | 0.7968 | -0.0027 | -0.6723 | 0.0012 | 0.2988 | 0.0146 | 3.6354 | -0.013 | -3.237 | -0.0067 | -1.6683 | -0.013 | -3.237 | -0.0067 | -1.6683
1902 | [35 empty] | 0 | 0 | 0.1 |  |  | 0 | 0 | 0.1 | [37 empty] | 0 | 0 | 0 | -0.0047 | -1.1703 | 0.0032 | 0.7968 | -0.0027 | -0.6723 | 0.0012 | 0.2988 | 0.0146 | 3.6354 | -0.013 | -3.237 | -0.0067 | -1.6683 | -0.013 | -3.237 | -0.0067 | -1.6683
1903 | [35 empty] | 0 | 0 | 0.1 |  |  | 0 | 0 | 0.1 | [37 empty] | 0 | 0 | 0 | -0.0047 | -1.1703 | 0.0032 | 0.7968 | -0.0027 | -0.6723 | 0.0012 | 0.2988 | 0.0146 | 3.6354 | -0.013 | -3.237 | -0.0067 | -1.6683 | -0.013 | -3.237 | -0.0067 | -1.6683
1904 | [35 empty] | 0 | 0 | 0.1 |  |  | 0 | 0 | 0.1 | [37 empty] | 0 | 0 | 0 | -0.0047 | -1.1703 | 0.0032 | 0.7968 | -0.0027 | -0.6723 | 0.0012 | 0.2988 | 0.0146 | 3.6354 | -0.013 | -3.237 | -0.0067 | -1.6683 | -0.013 | -3.237 | -0.0067 | -1.6683
1905 | [35 empty] | 0 | 0 | 0.1 |  |  | 0 | 0 | 0.1 | [37 empty] | 0 | 0 | 0 | -0.0047 | -1.1703 | 0.0032 | 0.7968 | -0.0027 | -0.6723 | 0.0012 | 0.2988 | 0.0146 | 3.6354 | -0.013 | -3.237 | -0.0067 | -1.6683 | -0.013 | -3.237 | -0.0067 | -1.6683
1906 | [35 empty] | 0 | 0 | 0.1 |  |  | 0 | 0 | 0.1 | [37 empty] | 0 | 0 | 0 | -0.0047 | -1.1703 | 0.0032 | 0.7968 | -0.0027 | -0.6723 | 0.0012 | 0.2988 | 0.0146 | 3.6354 | -0.013 | -3.237 | -0.0067 | -1.6683 | -0.013 | -3.237 | -0.0067 | -1.6683
1907 | [35 empty] | 0 | 0 | 0.1 |  |  | 0 | 0 | 0.1 | [37 empty] | 0 | 0 | 0 | -0.0047 | -1.1703 | 0.0032 | 0.7968 | -0.0027 | -0.6723 | 0.0012 | 0.2988 | 0.0146 | 3.6354 | -0.013 | -3.237 | -0.0067 | -1.6683 | -0.013 | -3.237 | -0.0067 | -1.6683
1908 | [35 empty] | 0 | 0 | 0.1 |  |  | 0 | 0 | 0.1 | [37 empty] | 0 | 0 | 0 | -0.0047 | -1.1703 | 0.0032 | 0.7968 | -0.0027 | -0.6723 | 0.0012 | 0.2988 | 0.0146 | 3.6354 | -0.013 | -3.237 | -0.0067 | -1.6683 | -0.013 | -3.237 | -0.0067 | -1.6683
1909 | [35 empty] | 0 | 0 | 0.1 |  |  | 0 | 0 | 0.1 | [37 empty] | 0 | 0 | 0 | -0.0047 | -1.1703 | 0.0032 | 0.7968 | -0.0027 | -0.6723 | 0.0012 | 0.2988 | 0.0146 | 3.6354 | -0.013 | -3.237 | -0.0067 | -1.6683 | -0.013 | -3.237 | -0.0067 | -1.6683
1910 | [35 empty] | 0 | 0 | 0.1 |  |  | 0 | 0 | 0.1 | [37 empty] | 0 | 0 | 0 | -0.0047 | -1.1703 | 0.0032 | 0.7968 | -0.0027 | -0.6723 | 0.0012 | 0.2988 | 0.0146 | 3.6354 | -0.013 | -3.237 | -0.0067 | -1.6683 | -0.013 | -3.237 | -0.0067 | -1.6683
1911 | [35 empty] | 0 | 0 | 0.1 |  |  | 0 | 0 | 0.1 | [37 empty] | 0 | 0 | 0 | -0.0047 | -1.1703 | 0.0032 | 0.7968 | -0.0027 | -0.6723 | 0.0012 | 0.2988 | 0.0146 | 3.6354 | -0.013 | -3.237 | -0.0067 | -1.6683 | -0.013 | -3.237 | -0.0067 | -1.6683
1912 | [35 empty] | 0 | 0 | 0.1 |  |  | 0 | 0 | 0.1 | [37 empty] | 0 | 0 | 0 | -0.0047 | -1.1703 | 0.0032 | 0.7968 | -0.0027 | -0.6723 | 0.0012 | 0.2988 | 0.0146 | 3.6354 | -0.013 | -3.237 | -0.0067 | -1.6683 | -0.013 | -3.237 | -0.0067 | -1.6683
1913 | [35 empty] | 0 | 0 | 0.1 |  |  | 0 | 0 | 0.1 | [37 empty] | 0 | 0 | 0 | -0.0047 | -1.1703 | 0.0032 | 0.7968 | -0.0027 | -0.6723 | 0.0012 | 0.2988 | 0.0146 | 3.6354 | -0.013 | -3.237 | -0.0067 | -1.6683 | -0.013 | -3.237 | -0.0067 | -1.6683
1914 | [35 empty] | 0 | 0 | 0.1 |  |  | 0 | 0 | 0.1 | [37 empty] | 0 | 0 | 0 | -0.0047 | -1.1703 | 0.0032 | 0.7968 | -0.0027 | -0.6723 | 0.0012 | 0.2988 | 0.0146 | 3.6354 | -0.013 | -3.237 | -0.0067 | -1.6683 | -0.013 | -3.237 | -0.0067 | -1.6683
1915 | [35 empty] | 0 | 0 | 0.1 |  |  | 0 | 0 | 0.1 | [37 empty] | 0 | 0 | 0 | -0.0047 | -1.1703 | 0.0032 | 0.7968 | -0.0027 | -0.6723 | 0.0012 | 0.2988 | 0.0146 | 3.6354 | -0.013 | -3.237 | -0.0067 | -1.6683 | -0.013 | -3.237 | -0.0067 | -1.6683
1916 | [35 empty] | 0 | 0 | 0.1 |  |  | 0 | 0 | 0.1 | [37 empty] | 0 | 0 | 0 | -0.0047 | -1.1703 | 0.0032 | 0.7968 | -0.0027 | -0.6723 | 0.0012 | 0.2988 | 0.0146 | 3.6354 | -0.013 | -3.237 | -0.0067 | -1.6683 | -0.013 | -3.237 | -0.0067 | -1.6683
1917 | [35 empty] | 0 | 0 | 0.1 |  |  | 0 | 0 | 0.1 | [37 empty] | 0 | 0 | 0 | -0.0047 | -1.1703 | 0.0032 | 0.7968 | -0.0027 | -0.6723 | 0.0012 | 0.2988 | 0.0146 | 3.6354 | -0.013 | -3.237 | -0.0067 | -1.6683 | -0.013 | -3.237 | -0.0067 | -1.6683
1918 | [35 empty] | 0 | 0 | 0.1 |  |  | 0 | 0 | 0.1 | [37 empty] | 0 | 0 | 0 | -0.0047 | -1.1703 | 0.0032 | 0.7968 | -0.0027 | -0.6723 | 0.0012 | 0.2988 | 0.0146 | 3.6354 | -0.013 | -3.237 | -0.0067 | -1.6683 | -0.013 | -3.237 | -0.0067 | -1.6683
1919 | [35 empty] | 0 | 0 | 0.1 |  |  | 0 | 0 | 0.1 | [37 empty] | 0 | 0 | 0 | -0.0047 | -1.1703 | 0.0032 | 0.7968 | -0.0027 | -0.6723 | 0.0012 | 0.2988 | 0.0146 | 3.6354 | -0.013 | -3.237 | -0.0067 | -1.6683 | -0.013 | -3.237 | -0.0067 | -1.6683
1920 | [35 empty] | 0 | 0 | 0.1 |  |  | 0 | 0 | 0.1 | [37 empty] | 0 | 0 | 0 | -0.0047 | -1.1703 | 0.0032 | 0.7968 | -0.0027 | -0.6723 | 0.0012 | 0.2988 | 0.0146 | 3.6354 | -0.013 | -3.237 | -0.0067 | -1.6683 | -0.013 | -3.237 | -0.0067 | -1.6683
1921 | [35 empty] | 0 | 0 | 0.1 |  |  | 0 | 0 | 0.1 | [37 empty] | 0 | 0 | 0 | -0.0047 | -1.1703 | 0.0032 | 0.7968 | -0.0027 | -0.6723 | 0.0012 | 0.2988 | 0.0146 | 3.6354 | -0.013 | -3.237 | -0.0067 | -1.6683 | -0.013 | -3.237 | -0.0067 | -1.6683
1922 | [35 empty] | 0 | 0 | 0.1 |  |  | 0 | 0 | 0.1 | [37 empty] | 0 | 0 | 0 | -0.0047 | -1.1703 | 0.0032 | 0.7968 | -0.0027 | -0.6723 | 0.0012 | 0.2988 | 0.0146 | 3.6354 | -0.013 | -3.237 | -0.0067 | -1.6683 | -0.013 | -3.237 | -0.0067 | -1.6683
1923 | [35 empty] | 0 | 0 | 0.1 |  |  | 0 | 0 | 0.1 | [37 empty] | 0 | 0 | 0 | -0.0047 | -1.1703 | 0.0032 | 0.7968 | -0.0027 | -0.6723 | 0.0012 | 0.2988 | 0.0146 | 3.6354 | -0.013 | -3.237 | -0.0067 | -1.6683 | -0.013 | -3.237 | -0.0067 | -1.6683
1924 | [35 empty] | 0 | 0 | 0.1 |  |  | 0 | 0 | 0.1 | [37 empty] | 0 | 0 | 0 | -0.0047 | -1.1703 | 0.0032 | 0.7968 | -0.0027 | -0.6723 | 0.0012 | 0.2988 | 0.0146 | 3.6354 | -0.013 | -3.237 | -0.0067 | -1.6683 | -0.013 | -3.237 | -0.0067 | -1.6683
1925 | [35 empty] | 0 | 0 | 0.1 |  |  | 0 | 0 | 0.1 | [37 empty] | 0 | 0 | 0 | -0.0047 | -1.1703 | 0.0032 | 0.7968 | -0.0027 | -0.6723 | 0.0012 | 0.2988 | 0.0146 | 3.6354 | -0.013 | -3.237 | -0.0067 | -1.6683 | -0.013 | -3.237 | -0.0067 | -1.6683
1926 | [35 empty] | 0 | 0 | 0.1 |  |  | 0 | 0 | 0.1 | [37 empty] | 0 | 0 | 0 | -0.0047 | -1.1703 | 0.0032 | 0.7968 | -0.0027 | -0.6723 | 0.0012 | 0.2988 | 0.0146 | 3.6354 | -0.013 | -3.237 | -0.0067 | -1.6683 | -0.013 | -3.237 | -0.0067 | -1.6683
1927 | [35 empty] | 0 | 0 | 0.1 |  |  | 0 | 0 | 0.1 | [37 empty] | 0 | 0 | 0 | -0.0047 | -1.1703 | 0.0032 | 0.7968 | -0.0027 | -0.6723 | 0.0012 | 0.2988 | 0.0146 | 3.6354 | -0.013 | -3.237 | -0.0067 | -1.6683 | -0.013 | -3.237 | -0.0067 | -1.6683
1928 | [35 empty] | 0 | 0 | 0.1 |  |  | 0 | 0 | 0.1 | [37 empty] | 0 | 0 | 0 | -0.0047 | -1.1703 | 0.0032 | 0.7968 | -0.0027 | -0.6723 | 0.0012 | 0.2988 | 0.0146 | 3.6354 | -0.013 | -3.237 | -0.0067 | -1.6683 | -0.013 | -3.237 | -0.0067 | -1.6683
1929 | [35 empty] | 0 | 0 | 0.1 |  |  | 0 | 0 | 0.1 | [37 empty] | 0 | 0 | 0 | -0.0047 | -1.1703 | 0.0032 | 0.7968 | -0.0027 | -0.6723 | 0.0012 | 0.2988 | 0.0146 | 3.6354 | -0.013 | -3.237 | -0.0067 | -1.6683 | -0.013 | -3.237 | -0.0067 | -1.6683
1930 | [35 empty] | 0 | 0 | 0.1 |  |  | 0 | 0 | 0.1 | [37 empty] | 0 | 0 | 0 | -0.0047 | -1.1703 | 0.0032 | 0.7968 | -0.0027 | -0.6723 | 0.0012 | 0.2988 | 0.0146 | 3.6354 | -0.013 | -3.237 | -0.0067 | -1.6683 | -0.013 | -3.237 | -0.0067 | -1.6683
1931 | [35 empty] | 0 | 0 | 0.1 |  |  | 0 | 0 | 0.1 | [37 empty] | 0 | 0 | 0 | -0.0047 | -1.1703 | 0.0032 | 0.7968 | -0.0027 | -0.6723 | 0.0012 | 0.2988 | 0.0146 | 3.6354 | -0.013 | -3.237 | -0.0067 | -1.6683 | -0.013 | -3.237 | -0.0067 | -1.6683
1932 | [35 empty] | 0 | 0 | 0.1 |  |  | 0 | 0 | 0.1 | [37 empty] | 0 | 0 | 0 | -0.0047 | -1.1703 | 0.0032 | 0.7968 | -0.0027 | -0.6723 | 0.0012 | 0.2988 | 0.0146 | 3.6354 | -0.013 | -3.237 | -0.0067 | -1.6683 | -0.013 | -3.237 | -0.0067 | -1.6683
1933 | [35 empty] | 0 | 0 | 0.1 |  |  | 0 | 0 | 0.1 | [37 empty] | 0 | 0 | 0 | -0.0047 | -1.1703 | 0.0032 | 0.7968 | -0.0027 | -0.6723 | 0.0012 | 0.2988 | 0.0146 | 3.6354 | -0.013 | -3.237 | -0.0067 | -1.6683 | -0.013 | -3.237 | -0.0067 | -1.6683
1934 | [35 empty] | 0 | 0 | 0.1 |  |  | 0 | 0 | 0.1 | [37 empty] | 0 | 0 | 0 | -0.0047 | -1.1703 | 0.0032 | 0.7968 | -0.0027 | -0.6723 | 0.0012 | 0.2988 | 0.0146 | 3.6354 | -0.013 | -3.237 | -0.0067 | -1.6683 | -0.013 | -3.237 | -0.0067 | -1.6683
1935 | [35 empty] | 0 | 0 | 0.1 |  |  | 0 | 0 | 0.1 | [37 empty] | 0 | 0 | 0 | -0.0047 | -1.1703 | 0.0032 | 0.7968 | -0.0027 | -0.6723 | 0.0012 | 0.2988 | 0.0146 | 3.6354 | -0.013 | -3.237 | -0.0067 | -1.6683 | -0.013 | -3.237 | -0.0067 | -1.6683
1936 | [35 empty] | 0 | 0 | 0.1 |  |  | 0 | 0 | 0.1 | [37 empty] | 0 | 0 | 0 | -0.0047 | -1.1703 | 0.0032 | 0.7968 | -0.0027 | -0.6723 | 0.0012 | 0.2988 | 0.0146 | 3.6354 | -0.013 | -3.237 | -0.0067 | -1.6683 | -0.013 | -3.237 | -0.0067 | -1.6683
1937 | [35 empty] | 0 | 0 | 0.1 |  |  | 0 | 0 | 0.1 | [37 empty] | 0 | 0 | 0 | -0.0047 | -1.1703 | 0.0032 | 0.7968 | -0.0027 | -0.6723 | 0.0012 | 0.2988 | 0.0146 | 3.6354 | -0.013 | -3.237 | -0.0067 | -1.6683 | -0.013 | -3.237 | -0.0067 | -1.6683
1938 | [35 empty] | 0 | 0 | 0.1 |  |  | 0 | 0 | 0.1 | [37 empty] | 0 | 0 | 0 | -0.0047 | -1.1703 | 0.0032 | 0.7968 | -0.0027 | -0.6723 | 0.0012 | 0.2988 | 0.0146 | 3.6354 | -0.013 | -3.237 | -0.0067 | -1.6683 | -0.013 | -3.237 | -0.0067 | -1.6683
1939 | [35 empty] | 0 | 0 | 0.1 |  |  | 0 | 0 | 0.1 | [37 empty] | 0 | 0 | 0 | -0.0047 | -1.1703 | 0.0032 | 0.7968 | -0.0027 | -0.6723 | 0.0012 | 0.2988 | 0.0146 | 3.6354 | -0.013 | -3.237 | -0.0067 | -1.6683 | -0.013 | -3.237 | -0.0067 | -1.6683
1940 | [35 empty] | 0 | 0 | 0.1 |  |  | 0 | 0 | 0.1 | [37 empty] | 0 | 0 | 0 | -0.0047 | -1.1703 | 0.0032 | 0.7968 | -0.0027 | -0.6723 | 0.0012 | 0.2988 | 0.0146 | 3.6354 | -0.013 | -3.237 | -0.0067 | -1.6683 | -0.013 | -3.237 | -0.0067 | -1.6683
1941 | [35 empty] | 0 | 0 | 0.1 |  |  | 0 | 0 | 0.1 | [37 empty] | 0 | 0 | 0 | -0.0047 | -1.1703 | 0.0032 | 0.7968 | -0.0027 | -0.6723 | 0.0012 | 0.2988 | 0.0146 | 3.6354 | -0.013 | -3.237 | -0.0067 | -1.6683 | -0.013 | -3.237 | -0.0067 | -1.6683
1942 | [35 empty] | 0 | 0 | 0.1 |  |  | 0 | 0 | 0.1 | [37 empty] | 0 | 0 | 0 | -0.0047 | -1.1703 | 0.0032 | 0.7968 | -0.0027 | -0.6723 | 0.0012 | 0.2988 | 0.0146 | 3.6354 | -0.013 | -3.237 | -0.0067 | -1.6683 | -0.013 | -3.237 | -0.0067 | -1.6683
1943 | [35 empty] | 0 | 0 | 0.1 |  |  | 0 | 0 | 0.1 | [37 empty] | 0 | 0 | 0 | -0.0047 | -1.1703 | 0.0032 | 0.7968 | -0.0027 | -0.6723 | 0.0012 | 0.2988 | 0.0146 | 3.6354 | -0.013 | -3.237 | -0.0067 | -1.6683 | -0.013 | -3.237 | -0.0067 | -1.6683
1944 | [35 empty] | 0 | 0 | 0.1 |  |  | 0 | 0 | 0.1 | [37 empty] | 0 | 0 | 0 | -0.0047 | -1.1703 | 0.0032 | 0.7968 | -0.0027 | -0.6723 | 0.0012 | 0.2988 | 0.0146 | 3.6354 | -0.013 | -3.237 | -0.0067 | -1.6683 | -0.013 | -3.237 | -0.0067 | -1.6683
1945 | [35 empty] | 0 | 0 | 0.1 |  |  | 0 | 0 | 0.1 | [37 empty] | 0 | 0 | 0 | -0.0047 | -1.1703 | 0.0032 | 0.7968 | -0.0027 | -0.6723 | 0.0012 | 0.2988 | 0.0146 | 3.6354 | -0.013 | -3.237 | -0.0067 | -1.6683 | -0.013 | -3.237 | -0.0067 | -1.6683
1946 | [35 empty] | 0 | 0 | 0.1 |  |  | 0 | 0 | 0.1 | [37 empty] | 0 | 0 | 0 | -0.0047 | -1.1703 | 0.0032 | 0.7968 | -0.0027 | -0.6723 | 0.0012 | 0.2988 | 0.0146 | 3.6354 | -0.013 | -3.237 | -0.0067 | -1.6683 | -0.013 | -3.237 | -0.0067 | -1.6683
1947 | [35 empty] | 0 | 0 | 0.1 |  |  | 0 | 0 | 0.1 | [37 empty] | 0 | 0 | 0 | -0.0047 | -1.1703 | 0.0032 | 0.7968 | -0.0027 | -0.6723 | 0.0012 | 0.2988 | 0.0146 | 3.6354 | -0.013 | -3.237 | -0.0067 | -1.6683 | -0.013 | -3.237 | -0.0067 | -1.6683
1948 | [35 empty] | 0 | 0 | 0.1 |  |  | 0 | 0 | 0.1 | [37 empty] | 0 | 0 | 0 | -0.0047 | -1.1703 | 0.0032 | 0.7968 | -0.0027 | -0.6723 | 0.0012 | 0.2988 | 0.0146 | 3.6354 | -0.013 | -3.237 | -0.0067 | -1.6683 | -0.013 | -3.237 | -0.0067 | -1.6683
1949 | [35 empty] | 0 | 0 | 0.1 |  |  | 0 | 0 | 0.1 | [37 empty] | 0 | 0 | 0 | -0.0047 | -1.1703 | 0.0032 | 0.7968 | -0.0027 | -0.6723 | 0.0012 | 0.2988 | 0.0146 | 3.6354 | -0.013 | -3.237 | -0.0067 | -1.6683 | -0.013 | -3.237 | -0.0067 | -1.6683
1950 | [35 empty] | 0 | 0 | 0.1 |  |  | 0 | 0 | 0.1 | [37 empty] | 0 | 0 | 0 | -0.0047 | -1.1703 | 0.0032 | 0.7968 | -0.0027 | -0.6723 | 0.0012 | 0.2988 | 0.0146 | 3.6354 | -0.013 | -3.237 | -0.0067 | -1.6683 | -0.013 | -3.237 | -0.0067 | -1.6683
1951 | [35 empty] | 0 | 0 | 0.1 |  |  | 0 | 0 | 0.1 | [37 empty] | 0 | 0 | 0 | -0.0047 | -1.1703 | 0.0032 | 0.7968 | -0.0027 | -0.6723 | 0.0012 | 0.2988 | 0.0146 | 3.6354 | -0.013 | -3.237 | -0.0067 | -1.6683 | -0.013 | -3.237 | -0.0067 | -1.6683
1952 | [35 empty] | 0 | 0 | 0.1 |  |  | 0 | 0 | 0.1 | [37 empty] | 0 | 0 | 0 | -0.0047 | -1.1703 | 0.0032 | 0.7968 | -0.0027 | -0.6723 | 0.0012 | 0.2988 | 0.0146 | 3.6354 | -0.013 | -3.237 | -0.0067 | -1.6683 | -0.013 | -3.237 | -0.0067 | -1.6683
1953 | [35 empty] | 0 | 0 | 0.1 |  |  | 0 | 0 | 0.1 | [37 empty] | 0 | 0 | 0 | -0.0047 | -1.1703 | 0.0032 | 0.7968 | -0.0027 | -0.6723 | 0.0012 | 0.2988 | 0.0146 | 3.6354 | -0.013 | -3.237 | -0.0067 | -1.6683 | -0.013 | -3.237 | -0.0067 | -1.6683
1954 | [35 empty] | 0 | 0 | 0.1 |  |  | 0 | 0 | 0.1 | [37 empty] | 0 | 0 | 0 | -0.0047 | -1.1703 | 0.0032 | 0.7968 | -0.0027 | -0.6723 | 0.0012 | 0.2988 | 0.0146 | 3.6354 | -0.013 | -3.237 | -0.0067 | -1.6683 | -0.013 | -3.237 | -0.0067 | -1.6683
1955 | [35 empty] | 0 | 0 | 0.1 |  |  | 0 | 0 | 0.1 | [37 empty] | 0 | 0 | 0 | -0.0047 | -1.1703 | 0.0032 | 0.7968 | -0.0027 | -0.6723 | 0.0012 | 0.2988 | 0.0146 | 3.6354 | -0.013 | -3.237 | -0.0067 | -1.6683 | -0.013 | -3.237 | -0.0067 | -1.6683
1956 | [35 empty] | 0 | 0 | 0.1 |  |  | 0 | 0 | 0.1 | [37 empty] | 0 | 0 | 0 | -0.0047 | -1.1703 | 0.0032 | 0.7968 | -0.0027 | -0.6723 | 0.0012 | 0.2988 | 0.0146 | 3.6354 | -0.013 | -3.237 | -0.0067 | -1.6683 | -0.013 | -3.237 | -0.0067 | -1.6683
1957 | [35 empty] | 0 | 0 | 0.1 |  |  | 0 | 0 | 0.1 | [37 empty] | 0 | 0 | 0 | -0.0047 | -1.1703 | 0.0032 | 0.7968 | -0.0027 | -0.6723 | 0.0012 | 0.2988 | 0.0146 | 3.6354 | -0.013 | -3.237 | -0.0067 | -1.6683 | -0.013 | -3.237 | -0.0067 | -1.6683
1958 | [35 empty] | 0 | 0 | 0.1 |  |  | 0 | 0 | 0.1 | [37 empty] | 0 | 0 | 0 | -0.0047 | -1.1703 | 0.0032 | 0.7968 | -0.0027 | -0.6723 | 0.0012 | 0.2988 | 0.0146 | 3.6354 | -0.013 | -3.237 | -0.0067 | -1.6683 | -0.013 | -3.237 | -0.0067 | -1.6683
1959 | [35 empty] | 0 | 0 | 0.1 |  |  | 0 | 0 | 0.1 | [37 empty] | 0 | 0 | 0 | -0.0047 | -1.1703 | 0.0032 | 0.7968 | -0.0027 | -0.6723 | 0.0012 | 0.2988 | 0.0146 | 3.6354 | -0.013 | -3.237 | -0.0067 | -1.6683 | -0.013 | -3.237 | -0.0067 | -1.6683
1960 | [35 empty] | 0 | 0 | 0.1 |  |  | 0 | 0 | 0.1 | [37 empty] | 0 | 0 | 0 | -0.0047 | -1.1703 | 0.0032 | 0.7968 | -0.0027 | -0.6723 | 0.0012 | 0.2988 | 0.0146 | 3.6354 | -0.013 | -3.237 | -0.0067 | -1.6683 | -0.013 | -3.237 | -0.0067 | -1.6683
1961 | [35 empty] | 0 | 0 | 0.1 |  |  | 0 | 0 | 0.1 | [37 empty] | 0 | 0 | 0 | -0.0047 | -1.1703 | 0.0032 | 0.7968 | -0.0027 | -0.6723 | 0.0012 | 0.2988 | 0.0146 | 3.6354 | -0.013 | -3.237 | -0.0067 | -1.6683 | -0.013 | -3.237 | -0.0067 | -1.6683
1962 | [35 empty] | 0 | 0 | 0.1 |  |  | 0 | 0 | 0.1 | [37 empty] | 0 | 0 | 0 | -0.0047 | -1.1703 | 0.0032 | 0.7968 | -0.0027 | -0.6723 | 0.0012 | 0.2988 | 0.0146 | 3.6354 | -0.013 | -3.237 | -0.0067 | -1.6683 | -0.013 | -3.237 | -0.0067 | -1.6683
1963 | [35 empty] | 0 | 0 | 0.1 |  |  | 0 | 0 | 0.1 | [37 empty] | 0 | 0 | 0 | -0.0047 | -1.1703 | 0.0032 | 0.7968 | -0.0027 | -0.6723 | 0.0012 | 0.2988 | 0.0146 | 3.6354 | -0.013 | -3.237 | -0.0067 | -1.6683 | -0.013 | -3.237 | -0.0067 | -1.6683
1964 | [35 empty] | 0 | 0 | 0.1 |  |  | 0 | 0 | 0.1 | [37 empty] | 0 | 0 | 0 | -0.0047 | -1.1703 | 0.0032 | 0.7968 | -0.0027 | -0.6723 | 0.0012 | 0.2988 | 0.0146 | 3.6354 | -0.013 | -3.237 | -0.0067 | -1.6683 | -0.013 | -3.237 | -0.0067 | -1.6683
1965 | [35 empty] | 0 | 0 | 0.1 |  |  | 0 | 0 | 0.1 | [37 empty] | 0 | 0 | 0 | -0.0047 | -1.1703 | 0.0032 | 0.7968 | -0.0027 | -0.6723 | 0.0012 | 0.2988 | 0.0146 | 3.6354 | -0.013 | -3.237 | -0.0067 | -1.6683 | -0.013 | -3.237 | -0.0067 | -1.6683
1966 | [35 empty] | 0 | 0 | 0.1 |  |  | 0 | 0 | 0.1 | [37 empty] | 0 | 0 | 0 | -0.0047 | -1.1703 | 0.0032 | 0.7968 | -0.0027 | -0.6723 | 0.0012 | 0.2988 | 0.0146 | 3.6354 | -0.013 | -3.237 | -0.0067 | -1.6683 | -0.013 | -3.237 | -0.0067 | -1.6683
1967 | [35 empty] | 0 | 0 | 0.1 |  |  | 0 | 0 | 0.1 | [37 empty] | 0 | 0 | 0 | -0.0047 | -1.1703 | 0.0032 | 0.7968 | -0.0027 | -0.6723 | 0.0012 | 0.2988 | 0.0146 | 3.6354 | -0.013 | -3.237 | -0.0067 | -1.6683 | -0.013 | -3.237 | -0.0067 | -1.6683
1968 | [35 empty] | 0 | 0 | 0.1 |  |  | 0 | 0 | 0.1 | [37 empty] | 0 | 0 | 0 | -0.0047 | -1.1703 | 0.0032 | 0.7968 | -0.0027 | -0.6723 | 0.0012 | 0.2988 | 0.0146 | 3.6354 | -0.013 | -3.237 | -0.0067 | -1.6683 | -0.013 | -3.237 | -0.0067 | -1.6683
1969 | [35 empty] | 0 | 0 | 0.1 |  |  | 0 | 0 | 0.1 | [37 empty] | 0 | 0 | 0 | -0.0047 | -1.1703 | 0.0032 | 0.7968 | -0.0027 | -0.6723 | 0.0012 | 0.2988 | 0.0146 | 3.6354 | -0.013 | -3.237 | -0.0067 | -1.6683 | -0.013 | -3.237 | -0.0067 | -1.6683
1970 | [35 empty] | 0 | 0 | 0.1 |  |  | 0 | 0 | 0.1 | [37 empty] | 0 | 0 | 0 | -0.0047 | -1.1703 | 0.0032 | 0.7968 | -0.0027 | -0.6723 | 0.0012 | 0.2988 | 0.0146 | 3.6354 | -0.013 | -3.237 | -0.0067 | -1.6683 | -0.013 | -3.237 | -0.0067 | -1.6683
1971 | [35 empty] | 0 | 0 | 0.1 |  |  | 0 | 0 | 0.1 | [37 empty] | 0 | 0 | 0 | -0.0047 | -1.1703 | 0.0032 | 0.7968 | -0.0027 | -0.6723 | 0.0012 | 0.2988 | 0.0146 | 3.6354 | -0.013 | -3.237 | -0.0067 | -1.6683 | -0.013 | -3.237 | -0.0067 | -1.6683
1972 | [35 empty] | 0 | 0 | 0.1 |  |  | 0 | 0 | 0.1 | [37 empty] | 0 | 0 | 0 | -0.0047 | -1.1703 | 0.0032 | 0.7968 | -0.0027 | -0.6723 | 0.0012 | 0.2988 | 0.0146 | 3.6354 | -0.013 | -3.237 | -0.0067 | -1.6683 | -0.013 | -3.237 | -0.0067 | -1.6683
1973 | [35 empty] | 0 | 0 | 0.1 |  |  | 0 | 0 | 0.1 | [37 empty] | 0 | 0 | 0 | -0.0047 | -1.1703 | 0.0032 | 0.7968 | -0.0027 | -0.6723 | 0.0012 | 0.2988 | 0.0146 | 3.6354 | -0.013 | -3.237 | -0.0067 | -1.6683 | -0.013 | -3.237 | -0.0067 | -1.6683
1974 | [35 empty] | 0 | 0 | 0.1 |  |  | 0 | 0 | 0.1 | [37 empty] | 0 | 0 | 0 | -0.0047 | -1.1703 | 0.0032 | 0.7968 | -0.0027 | -0.6723 | 0.0012 | 0.2988 | 0.0146 | 3.6354 | -0.013 | -3.237 | -0.0067 | -1.6683 | -0.013 | -3.237 | -0.0067 | -1.6683
1975 | [35 empty] | 0 | 0 | 0.1 |  |  | 0 | 0 | 0.1 | [37 empty] | 0 | 0 | 0 | -0.0047 | -1.1703 | 0.0032 | 0.7968 | -0.0027 | -0.6723 | 0.0012 | 0.2988 | 0.0146 | 3.6354 | -0.013 | -3.237 | -0.0067 | -1.6683 | -0.013 | -3.237 | -0.0067 | -1.6683
1976 | [35 empty] | 0 | 0 | 0.1 |  |  | 0 | 0 | 0.1 | [37 empty] | 0 | 0 | 0 | -0.0047 | -1.1703 | 0.0032 | 0.7968 | -0.0027 | -0.6723 | 0.0012 | 0.2988 | 0.0146 | 3.6354 | -0.013 | -3.237 | -0.0067 | -1.6683 | -0.013 | -3.237 | -0.0067 | -1.6683
1977 | [35 empty] | 0 | 0 | 0.1 |  |  | 0 | 0 | 0.1 | [37 empty] | 0 | 0 | 0 | -0.0047 | -1.1703 | 0.0032 | 0.7968 | -0.0027 | -0.6723 | 0.0012 | 0.2988 | 0.0146 | 3.6354 | -0.013 | -3.237 | -0.0067 | -1.6683 | -0.013 | -3.237 | -0.0067 | -1.6683
1978 | [35 empty] | 0 | 0 | 0.1 |  |  | 0 | 0 | 0.1 | [37 empty] | 0 | 0 | 0 | -0.0047 | -1.1703 | 0.0032 | 0.7968 | -0.0027 | -0.6723 | 0.0012 | 0.2988 | 0.0146 | 3.6354 | -0.013 | -3.237 | -0.0067 | -1.6683 | -0.013 | -3.237 | -0.0067 | -1.6683
1979 | [35 empty] | 0 | 0 | 0.1 |  |  | 0 | 0 | 0.1 | [37 empty] | 0 | 0 | 0 | -0.0047 | -1.1703 | 0.0032 | 0.7968 | -0.0027 | -0.6723 | 0.0012 | 0.2988 | 0.0146 | 3.6354 | -0.013 | -3.237 | -0.0067 | -1.6683 | -0.013 | -3.237 | -0.0067 | -1.6683
1980 | [35 empty] | 0 | 0 | 0.1 |  |  | 0 | 0 | 0.1 | [37 empty] | 0 | 0 | 0 | -0.0047 | -1.1703 | 0.0032 | 0.7968 | -0.0027 | -0.6723 | 0.0012 | 0.2988 | 0.0146 | 3.6354 | -0.013 | -3.237 | -0.0067 | -1.6683 | -0.013 | -3.237 | -0.0067 | -1.6683
1981 | [35 empty] | 0 | 0 | 0.1 |  |  | 0 | 0 | 0.1 | [37 empty] | 0 | 0 | 0 | -0.0047 | -1.1703 | 0.0032 | 0.7968 | -0.0027 | -0.6723 | 0.0012 | 0.2988 | 0.0146 | 3.6354 | -0.013 | -3.237 | -0.0067 | -1.6683 | -0.013 | -3.237 | -0.0067 | -1.6683
1982 | [35 empty] | 0 | 0 | 0.1 |  |  | 0 | 0 | 0.1 | [37 empty] | 0 | 0 | 0 | -0.0047 | -1.1703 | 0.0032 | 0.7968 | -0.0027 | -0.6723 | 0.0012 | 0.2988 | 0.0146 | 3.6354 | -0.013 | -3.237 | -0.0067 | -1.6683 | -0.013 | -3.237 | -0.0067 | -1.6683
1983 | [35 empty] | 0 | 0 | 0.1 |  |  | 0 | 0 | 0.1 | [37 empty] | 0 | 0 | 0 | -0.0047 | -1.1703 | 0.0032 | 0.7968 | -0.0027 | -0.6723 | 0.0012 | 0.2988 | 0.0146 | 3.6354 | -0.013 | -3.237 | -0.0067 | -1.6683 | -0.013 | -3.237 | -0.0067 | -1.6683
1984 | [35 empty] | 0 | 0 | 0.1 |  |  | 0 | 0 | 0.1 | [37 empty] | 0 | 0 | 0 | -0.0047 | -1.1703 | 0.0032 | 0.7968 | -0.0027 | -0.6723 | 0.0012 | 0.2988 | 0.0146 | 3.6354 | -0.013 | -3.237 | -0.0067 | -1.6683 | -0.013 | -3.237 | -0.0067 | -1.6683
1985 | [35 empty] | 0 | 0 | 0.1 |  |  | 0 | 0 | 0.1 | [37 empty] | 0 | 0 | 0 | -0.0047 | -1.1703 | 0.0032 | 0.7968 | -0.0027 | -0.6723 | 0.0012 | 0.2988 | 0.0146 | 3.6354 | -0.013 | -3.237 | -0.0067 | -1.6683 | -0.013 | -3.237 | -0.0067 | -1.6683
1986 | [35 empty] | 0 | 0 | 0.1 |  |  | 0 | 0 | 0.1 | [37 empty] | 0 | 0 | 0 | -0.0047 | -1.1703 | 0.0032 | 0.7968 | -0.0027 | -0.6723 | 0.0012 | 0.2988 | 0.0146 | 3.6354 | -0.013 | -3.237 | -0.0067 | -1.6683 | -0.013 | -3.237 | -0.0067 | -1.6683
1987 | [35 empty] | 0 | 0 | 0.1 |  |  | 0 | 0 | 0.1 | [37 empty] | 0 | 0 | 0 | -0.0047 | -1.1703 | 0.0032 | 0.7968 | -0.0027 | -0.6723 | 0.0012 | 0.2988 | 0.0146 | 3.6354 | -0.013 | -3.237 | -0.0067 | -1.6683 | -0.013 | -3.237 | -0.0067 | -1.6683
1988 | [35 empty] | 0 | 0 | 0.1 |  |  | 0 | 0 | 0.1 | [37 empty] | 0 | 0 | 0 | -0.0047 | -1.1703 | 0.0032 | 0.7968 | -0.0027 | -0.6723 | 0.0012 | 0.2988 | 0.0146 | 3.6354 | -0.013 | -3.237 | -0.0067 | -1.6683 | -0.013 | -3.237 | -0.0067 | -1.6683
1989 | [35 empty] | 0 | 0 | 0.1 |  |  | 0 | 0 | 0.1 | [37 empty] | 0 | 0 | 0 | -0.0047 | -1.1703 | 0.0032 | 0.7968 | -0.0027 | -0.6723 | 0.0012 | 0.2988 | 0.0146 | 3.6354 | -0.013 | -3.237 | -0.0067 | -1.6683 | -0.013 | -3.237 | -0.0067 | -1.6683
1990 | [35 empty] | 0 | 0 | 0.1 |  |  | 0 | 0 | 0.1 | [37 empty] | 0 | 0 | 0 | -0.0047 | -1.1703 | 0.0032 | 0.7968 | -0.0027 | -0.6723 | 0.0012 | 0.2988 | 0.0146 | 3.6354 | -0.013 | -3.237 | -0.0067 | -1.6683 | -0.013 | -3.237 | -0.0067 | -1.6683
1991 | [35 empty] | 0 | 0 | 0.1 |  |  | 0 | 0 | 0.1 | [37 empty] | 0 | 0 | 0 | -0.0047 | -1.1703 | 0.0032 | 0.7968 | -0.0027 | -0.6723 | 0.0012 | 0.2988 | 0.0146 | 3.6354 | -0.013 | -3.237 | -0.0067 | -1.6683 | -0.013 | -3.237 | -0.0067 | -1.6683
1992 | [35 empty] | 0 | 0 | 0.1 |  |  | 0 | 0 | 0.1 | [37 empty] | 0 | 0 | 0 | -0.0047 | -1.1703 | 0.0032 | 0.7968 | -0.0027 | -0.6723 | 0.0012 | 0.2988 | 0.0146 | 3.6354 | -0.013 | -3.237 | -0.0067 | -1.6683 | -0.013 | -3.237 | -0.0067 | -1.6683
1993 | [35 empty] | 0 | 0 | 0.1 |  |  | 0 | 0 | 0.1 | [37 empty] | 0 | 0 | 0 | -0.0047 | -1.1703 | 0.0032 | 0.7968 | -0.0027 | -0.6723 | 0.0012 | 0.2988 | 0.0146 | 3.6354 | -0.013 | -3.237 | -0.0067 | -1.6683 | -0.013 | -3.237 | -0.0067 | -1.6683
1994 | [35 empty] | 0 | 0 | 0.1 |  |  | 0 | 0 | 0.1 | [37 empty] | 0 | 0 | 0 | -0.0047 | -1.1703 | 0.0032 | 0.7968 | -0.0027 | -0.6723 | 0.0012 | 0.2988 | 0.0146 | 3.6354 | -0.013 | -3.237 | -0.0067 | -1.6683 | -0.013 | -3.237 | -0.0067 | -1.6683
1995 | [35 empty] | 0 | 0 | 0.1 |  |  | 0 | 0 | 0.1 | [37 empty] | 0 | 0 | 0 | -0.0047 | -1.1703 | 0.0032 | 0.7968 | -0.0027 | -0.6723 | 0.0012 | 0.2988 | 0.0146 | 3.6354 | -0.013 | -3.237 | -0.0067 | -1.6683 | -0.013 | -3.237 | -0.0067 | -1.6683
1996 | [35 empty] | 0 | 0 | 0.1 |  |  | 0 | 0 | 0.1 | [37 empty] | 0 | 0 | 0 | -0.0047 | -1.1703 | 0.0032 | 0.7968 | -0.0027 | -0.6723 | 0.0012 | 0.2988 | 0.0146 | 3.6354 | -0.013 | -3.237 | -0.0067 | -1.6683 | -0.013 | -3.237 | -0.0067 | -1.6683
1997 | [35 empty] | 0 | 0 | 0.1 |  |  | 0 | 0 | 0.1 | [37 empty] | 0 | 0 | 0 | -0.0047 | -1.1703 | 0.0032 | 0.7968 | -0.0027 | -0.6723 | 0.0012 | 0.2988 | 0.0146 | 3.6354 | -0.013 | -3.237 | -0.0067 | -1.6683 | -0.013 | -3.237 | -0.0067 | -1.6683
1998 | [35 empty] | 0 | 0 | 0.1 |  |  | 0 | 0 | 0.1 | [37 empty] | 0 | 0 | 0 | -0.0047 | -1.1703 | 0.0032 | 0.7968 | -0.0027 | -0.6723 | 0.0012 | 0.2988 | 0.0146 | 3.6354 | -0.013 | -3.237 | -0.0067 | -1.6683 | -0.013 | -3.237 | -0.0067 | -1.6683
1999 | [35 empty] | 0 | 0 | 0.1 |  |  | 0 | 0 | 0.1 | [37 empty] | 0 | 0 | 0 | -0.0047 | -1.1703 | 0.0032 | 0.7968 | -0.0027 | -0.6723 | 0.0012 | 0.2988 | 0.0146 | 3.6354 | -0.013 | -3.237 | -0.0067 | -1.6683 | -0.013 | -3.237 | -0.0067 | -1.6683
2000 | [35 empty] | 0 | 0 | 0.1 |  |  | 0 | 0 | 0.1 | [37 empty] | 0 | 0 | 0 | -0.0047 | -1.1703 | 0.0032 | 0.7968 | -0.0027 | -0.6723 | 0.0012 | 0.2988 | 0.0146 | 3.6354 | -0.013 | -3.237 | -0.0067 | -1.6683 | -0.013 | -3.237 | -0.0067 | -1.6683
2001 | [35 empty] | 0 | 0 | 0.1 |  |  | 0 | 0 | 0.1 | [37 empty] | 0 | 0 | 0 | -0.0047 | -1.1703 | 0.0032 | 0.7968 | -0.0027 | -0.6723 | 0.0012 | 0.2988 | 0.0146 | 3.6354 | -0.013 | -3.237 | -0.0067 | -1.6683 | -0.013 | -3.237 | -0.0067 | -1.6683
2002 | [35 empty] | 0 | 0 | 0.1 |  |  | 0 | 0 | 0.1 | [37 empty] | 0 | 0 | 0 | -0.0047 | -1.1703 | 0.0032 | 0.7968 | -0.0027 | -0.6723 | 0.0012 | 0.2988 | 0.0146 | 3.6354 | -0.013 | -3.237 | -0.0067 | -1.6683 | -0.013 | -3.237 | -0.0067 | -1.6683
2003 | [35 empty] | 0 | 0 | 0.1 |  |  | 0 | 0 | 0.1 | [37 empty] | 0 | 0 | 0 | -0.0047 | -1.1703 | 0.0032 | 0.7968 | -0.0027 | -0.6723 | 0.0012 | 0.2988 | 0.0146 | 3.6354 | -0.013 | -3.237 | -0.0067 | -1.6683 | -0.013 | -3.237 | -0.0067 | -1.6683
2004 | [35 empty] | 0 | 0 | 0.1 |  |  | 0 | 0 | 0.1 | [37 empty] | 0 | 0 | 0 | -0.0047 | -1.1703 | 0.0032 | 0.7968 | -0.0027 | -0.6723 | 0.0012 | 0.2988 | 0.0146 | 3.6354 | -0.013 | -3.237 | -0.0067 | -1.6683 | -0.013 | -3.237 | -0.0067 | -1.6683
2005 | [35 empty] | 0 | 0 | 0.1 |  |  | 0 | 0 | 0.1 | [37 empty] | 0 | 0 | 0 | -0.0047 | -1.1703 | 0.0032 | 0.7968 | -0.0027 | -0.6723 | 0.0012 | 0.2988 | 0.0146 | 3.6354 | -0.013 | -3.237 | -0.0067 | -1.6683 | -0.013 | -3.237 | -0.0067 | -1.6683
2006 | [35 empty] | 0 | 0 | 0.1 |  |  | 0 | 0 | 0.1 | [37 empty] | 0 | 0 | 0 | -0.0047 | -1.1703 | 0.0032 | 0.7968 | -0.0027 | -0.6723 | 0.0012 | 0.2988 | 0.0146 | 3.6354 | -0.013 | -3.237 | -0.0067 | -1.6683 | -0.013 | -3.237 | -0.0067 | -1.6683
2007 | [35 empty] | 0 | 0 | 0.1 |  |  | 0 | 0 | 0.1 | [37 empty] | 0 | 0 | 0 | -0.0047 | -1.1703 | 0.0032 | 0.7968 | -0.0027 | -0.6723 | 0.0012 | 0.2988 | 0.0146 | 3.6354 | -0.013 | -3.237 | -0.0067 | -1.6683 | -0.013 | -3.237 | -0.0067 | -1.6683
2008 | [35 empty] | 0 | 0 | 0.1 |  |  | 0 | 0 | 0.1 | [37 empty] | 0 | 0 | 0 | -0.0047 | -1.1703 | 0.0032 | 0.7968 | -0.0027 | -0.6723 | 0.0012 | 0.2988 | 0.0146 | 3.6354 | -0.013 | -3.237 | -0.0067 | -1.6683 | -0.013 | -3.237 | -0.0067 | -1.6683
2009 | [35 empty] | 0 | 0 | 0.1 |  |  | 0 | 0 | 0.1 | [37 empty] | 0 | 0 | 0 | -0.0047 | -1.1703 | 0.0032 | 0.7968 | -0.0027 | -0.6723 | 0.0012 | 0.2988 | 0.0146 | 3.6354 | -0.013 | -3.237 | -0.0067 | -1.6683 | -0.013 | -3.237 | -0.0067 | -1.6683
2010 | [35 empty] | 0 | 0 | 0.1 |  |  | 0 | 0 | 0.1 | [37 empty] | 0 | 0 | 0 | -0.0047 | -1.1703 | 0.0032 | 0.7968 | -0.0027 | -0.6723 | 0.0012 | 0.2988 | 0.0146 | 3.6354 | -0.013 | -3.237 | -0.0067 | -1.6683 | -0.013 | -3.237 | -0.0067 | -1.6683
2011 | [35 empty] | 0 | 0 | 0.1 |  |  | 0 | 0 | 0.1 | [37 empty] | 0 | 0 | 0 | -0.0047 | -1.1703 | 0.0032 | 0.7968 | -0.0027 | -0.6723 | 0.0012 | 0.2988 | 0.0146 | 3.6354 | -0.013 | -3.237 | -0.0067 | -1.6683 | -0.013 | -3.237 | -0.0067 | -1.6683
2012 | [35 empty] | 0 | 0 | 0.1 |  |  | 0 | 0 | 0.1 | [37 empty] | 0 | 0 | 0 | -0.0047 | -1.1703 | 0.0032 | 0.7968 | -0.0027 | -0.6723 | 0.0012 | 0.2988 | 0.0146 | 3.6354 | -0.013 | -3.237 | -0.0067 | -1.6683 | -0.013 | -3.237 | -0.0067 | -1.6683
[78 empty] | 0 | 0

## AccuValve Schedule
AIRFLOW CONTROL VALVE SCHEDULE | [19 empty] | BASIS OF DESIGN ACCUVALVE
Item No. | Room # | Device Tag | Service | Base | [6 empty] | Options |  |  |  | Design Airflow |  |  | Range of Valve |  | Model Number | REMARKS
|  |  |  | Integral Controller | Size | Shape | Mat'ls | Actuator | AccuNet | BACnet | Flange | Insulation | Shut Off | Xmtr | CFM |  | PD @ Max Design CFM | CFM
[14 empty] | Out | Min. | Max. | in WC | Min | Max
1 | [20 empty] | 1,2,3,4,5,6 (as required)
2
3
4
5
6
7
8
9
10
11
12
13
14
15
16
17
18
19
20
21
22
23
24
25
26
27
28
29
30
31
32
33
34
35
36
37
38
39
40
41
42
43
44
45
46
47
48
49
50
51
52
53
54
55
56
57
58
59
60
61
62
63
64
65
66
67
68
69
70
71
72
73
74
75
76
77
78
79
80
81
82
83
84
85
86
87
88
89
90
91
92
93
94
95
96
97
98
99
100
101
102
103
104
105
106
107
108
109
110
111
112
113
114
115
116
117
118
119
120
121
122
123
124
125
126
127
128
129
130
131
132
133
134
135
136
137
138
139
140
141
142
143
144
145
146
147
148
149
150
151
152
153
154
155
156
157
158
159
160
161
162
163
164
165
166
167
168
169
170
171
172
173
174
175
176
177
178
179
180
181
182
183
184
185
186
187
188
189
190
191
192
193
194
195
196
197
198
199
200
201
202
203
204
205
206
207
208
209
210
211
212
213
214
215
216
217
218
219
220
221
222
223
224
225
226
227
228
229
230
231
232
233
234
235
236
237
238
239
240
241
242
243
244
245
246
247
248
249
250
251
252
253
254
255
256
257
258
259
260
261
262
263
264
265
266
267
268
269
270
271
272
273
274
275
276
277
278
279
280
281
282
283
284
285
286
287
288
289
290
291
292
293
294
295
296
297
298
299
300
301
302
303
304
305
306
307
308
309
310
311
312
313
314
315
316
317
318
319
320
321
322
323
324
325
326
327
328
329
330
331
332
333
334
335
336
337
338
339
340
341
342
343
344
345
346
347
348
349
350
351
352
353
354
355
356
357
358
359
360
361
362
363
364
365
366
367
368
369
370
371
372
373
374
375
376
377
378
379
380
381
382
383
384
385
386
387
388
389
390
391
392
393
394
395
396
397
398
399
400
401
402
403
404
405
406
407
408
409
410
411
412
413
414
415
416
417
418
419
420
421
422
423
424
425
426
427
428
429
430
431
432
433
434
435
436
437
438
439
440
441
442
443
444
445
446
447
448
449
450
451
452
453
454
455
456
457
458
459
460
461
462
463
464
465
466
467
468
469
470
471
472
473
474
475
476
477
478
479
480
481
482
483
484
485
486
487
488
489
490
491
492
493
494
495
496
497
498
499
500
501
502
503
504
505
506
507
508
509
510
511
512
513
514
515
516
517
518
519
520
521
522
523
524
525
526
527
528
529
530
531
532
533
534
535
536
537
538
539
540
541
542
543
544
545
546
547
548
549
550
551
552
553
554
555
556
557
558
559
560
561
562
563
564
565
566
567
568
569
570
571
572
573
574
575
576
577
578
579
580
581
582
583
584
585
586
587
588
589
590
591
592
593
594
595
596
597
598
599
600
601
602
603
604
605
606
607
608
609
610
611
612
613
614
615
616
617
618
619
620
621
622
623
624
625
626
627
628
629
630
631
632
633
634
635
636
637
638
639
640
641
642
643
644
645
646
647
648
649
650
651
652
653
654
655
656
657
658
659
660
661
662
663
664
665
666
667
668
669
670
671
672
673
674
675
676
677
678
679
680
681
682
683
684
685
686
687
688
689
690
691
692
693
694
695
696
697
698
699
700
701
702
703
704
705
706
707
708
709
710
711
712
713
714
715
716
717
718
719
720
721
722
723
724
725
726
727
728
729
730
731
732
733
734
735
736
737
738
739
740
741
742
743
744
745
746
747
748
749
750
751
752
753
754
755
756
757
758
759
760
761
762
763
764
765
766
767
768
769
770
771
772
773
774
775
776
777
778
779
780
781
782
783
784
785
786
787
788
789
790
791
792
793
794
795
796
797
798
799
800
801
802
803
804
805
806
807
808
809
810
811
812
813
814
815
816
817
818
819
820
821
822
823
824
825
826
827
828
829
830
831
832
833
834
835
836
837
838
839
840
841
842
843
844
845
846
847
848
849
850
851
852
853
854
855
856
857
858
859
860
861
862
863
864
865
866
867
868
869
870
871
872
873
874
875
876
877
878
879
880
881
882
883
884
885
886
887
888
889
890
891
892
893
894
895
896
897
898
899
900
901
902
903
904
905
906
907
908
909
910
911
912
913
914
915
916
917
918
919
920
921
922
923
924
925
926
927
928
929
930
931
932
933
934
935
936
937
938
939
940
941
942
943
944
945
946
947
948
949
950
951
952
953
954
955
956
957
958
959
960
961
962
963
964
965
966
967
968
969
970
971
972
973
974
975
976
977
978
979
980
981
982
983
984
985
986
987
988
989
990
991
992
993
994
995
996
997
998
999
1000
1001
1002
1003
1004
1005
1006
1007
1008
1009
1010
1011
1012
1013
1014
1015
1016
1017
1018
1019
1020
1021
1022
1023
1024
1025
1026
1027
1028
1029
1030
1031
1032
1033
1034
1035
1036
1037
1038
1039
1040
1041
1042
1043
1044
1045
1046
1047
1048
1049
1050
1051
1052
1053
1054
1055
1056
1057
1058
1059
1060
1061
1062
1063
1064
1065
1066
1067
1068
1069
1070
1071
1072
1073
1074
1075
1076
1077
1078
1079
1080
1081
1082
1083
1084
1085
1086
1087
1088
1089
1090
1091
1092
1093
1094
1095
1096
1097
1098
1099
1100
1101
1102
1103
1104
1105
1106
1107
1108
1109
1110
1111
1112
1113
1114
1115
1116
1117
1118
1119
1120
1121
1122
1123
1124
1125
1126
1127
1128
1129
1130
1131
1132
1133
1134
1135
1136
1137
1138
1139
1140
1141
1142
1143
1144
1145
1146
1147
1148
1149
1150
1151
1152
1153
1154
1155
1156
1157
1158
1159
1160
1161
1162
1163
1164
1165
1166
1167
1168
1169
1170
1171
1172
1173
1174
1175
1176
1177
1178
1179
1180
1181
1182
1183
1184
1185
1186
1187
1188
1189
1190
1191
1192
1193
1194
1195
1196
1197
1198
1199
1200
1201
1202
1203
1204
1205
1206
1207
1208
1209
1210
1211
1212
1213
1214
1215
1216
1217
1218
1219
1220
1221
1222
1223
1224
1225
1226
1227
1228
1229
1230
1231
1232
1233
1234
1235
1236
1237
1238
1239
1240
1241
1242
1243
1244
1245
1246
1247
1248
1249
1250
1251
1252
1253
1254
1255
1256
1257
1258
1259
1260
1261
1262
1263
1264
1265
1266
1267
1268
1269
1270
1271
1272
1273
1274
1275
1276
1277
1278
1279
1280
1281
1282
1283
1284
1285
1286
1287
1288
1289
1290
1291
1292
1293
1294
1295
1296
1297
1298
1299
1300
1301
1302
1303
1304
1305
1306
1307
1308
1309
1310
1311
1312
1313
1314
1315
1316
1317
1318
1319
1320
1321
1322
1323
1324
1325
1326
1327
1328
1329
1330
1331
1332
1333
1334
1335
1336
1337
1338
1339
1340
1341
1342
1343
1344
1345
1346
1347
1348
1349
1350
1351
1352
1353
1354
1355
1356
1357
1358
1359
1360
1361
1362
1363
1364
1365
1366
1367
1368
1369
1370
1371
1372
1373
1374
1375
1376
1377
1378
1379
1380
1381
1382
1383
1384
1385
1386
1387
1388
1389
1390
1391
1392
1393
1394
1395
1396
1397
1398
1399
1400
1401
1402
1403
1404
1405
1406
1407
1408
1409
1410
1411
1412
1413
1414
1415
1416
1417
1418
1419
1420
1421
1422
1423
1424
1425
1426
1427
1428
1429
1430
1431
1432
1433
1434
1435
1436
1437
1438
1439
1440
1441
1442
1443
1444
1445
1446
1447
1448
1449
1450
1451
1452
1453
1454
1455
1456
1457
1458
1459
1460
1461
1462
1463
1464
1465
1466
1467
1468
1469
1470
1471
1472
1473
1474
1475
1476
1477
1478
1479
1480
1481
1482
1483
1484
1485
1486
1487
1488
1489
1490
1491
1492
1493
1494
1495
1496
1497
1498
1499
1500
1501
1502
1503
1504
1505
1506
1507
1508
1509
1510
1511
1512
1513
1514
1515
1516
1517
1518
1519
1520
1521
1522
1523
1524
1525
1526
1527
1528
1529
1530
1531
1532
1533
1534
1535
1536
1537
1538
1539
1540
1541
1542
1543
1544
1545
1546
1547
1548
1549
1550
1551
1552
1553
1554
1555
1556
1557
1558
1559
1560
1561
1562
1563
1564
1565
1566
1567
1568
1569
1570
1571
1572
1573
1574
1575
1576
1577
1578
1579
1580
1581
1582
1583
1584
1585
1586
1587
1588
1589
1590
1591
1592
1593
1594
1595
1596
1597
1598
1599
1600
1601
1602
1603
1604
1605
1606
1607
1608
1609
1610
1611
1612
1613
1614
1615
1616
1617
1618
1619
1620
1621
1622
1623
1624
1625
1626
1627
1628
1629
1630
1631
1632
1633
1634
1635
1636
1637
1638
1639
1640
1641
1642
1643
1644
1645
1646
1647
1648
1649
1650
1651
1652
1653
1654
1655
1656
1657
1658
1659
1660
1661
1662
1663
1664
1665
1666
1667
1668
1669
1670
1671
1672
1673
1674
1675
1676
1677
1678
1679
1680
1681
1682
1683
1684
1685
1686
1687
1688
1689
1690
1691
1692
1693
1694
1695
1696
1697
1698
1699
1700
1701
1702
1703
1704
1705
1706
1707
1708
1709
1710
1711
1712
1713
1714
1715
1716
1717
1718
1719
1720
1721
1722
1723
1724
1725
1726
1727
1728
1729
1730
1731
1732
1733
1734
1735
1736
1737
1738
1739
1740
1741
1742
1743
1744
1745
1746
1747
1748
1749
1750
1751
1752
1753
1754
1755
1756
1757
1758
1759
1760
1761
1762
1763
1764
1765
1766
1767
1768
1769
1770
1771
1772
1773
1774
1775
1776
1777
1778
1779
1780
1781
1782
1783
1784
1785
1786
1787
1788
1789
1790
1791
1792
1793
1794
1795
1796
1797
1798
1799
1800
1801
1802
1803
1804
1805
1806
1807
1808
1809
1810
1811
1812
1813
1814
1815
1816
1817
1818
1819
1820
1821
1822
1823
1824
1825
1826
1827
1828
1829
1830
1831
1832
1833
1834
1835
1836
1837
1838
1839
1840
1841
1842
1843
1844
1845
1846
1847
1848
1849
1850
1851
1852
1853
1854
1855
1856
1857
1858
1859
1860
1861
1862
1863
1864
1865
1866
1867
1868
1869
1870
1871
1872
1873
1874
1875
1876
1877
1878
1879
1880
1881
1882
1883
1884
1885
1886
1887
1888
1889
1890
1891
1892
1893
1894
1895
1896
1897
1898
1899
1900
1901
1902
1903
1904
1905
1906
1907
1908
1909
1910
1911
1912
1913
1914
1915
1916
1917
1918
1919
1920
1921
1922
1923
1924
1925
1926
1927
1928
1929
1930
1931
1932
1933
1934
1935
1936
1937
1938
1939
1940
1941
1942
1943
1944
1945
1946
1947
1948
1949
1950
1951
1952
1953
1954
1955
1956
1957
1958
1959
1960
1961
1962
1963
1964
1965
1966
1967
1968
1969
1970
1971
1972
1973
1974
1975
1976
1977
1978
1979
1980
1981
1982
1983
1984
1985
1986
1987
1988
1989
1990
1991
1992
1993
1994
1995
1996
1997
1998
1999
2000
2001
2002
2003
2004 | [19 empty] | 0
2005 | [19 empty] | 0
2006 | [19 empty] | 0
2007 | [19 empty] | 0
2008 | [19 empty] | 0
2009 | [19 empty] | 0
2010 | [19 empty] | 0
2011 | [19 empty] | 0
2012 | [19 empty] | 0
NOTES (notes to be placed in Remarks or at bottom of schedule as required)
1. - Flanges
2. - Insulation
3. - Shutoff
4. - High Speed Fail Last Place Actuator
5. - High Speed Fail Safe Postion Actuator
6. - Standard Speed Fail Last Postion Actuator

## Max Design Press Selection
Select Measurement Units | [19 empty] | PRESSURE DROP EQUATIONS BY VALVE SIZE
CFM |  | Volume | [15 empty] | 6" |  | 8" |  | 10" |  | 12" |  | 14" |  | 18" |  | 24" |  | 36" |  | 48"
in WC |  | Pressure | [15 empty] | CFM | PD | CFM | PD | CFM | PD | CFM | PD | CFM | PD | CFM | PD | CFM | PD | CFM | PD | CFM | PD
[18 empty] | 205.6363 | 0.2 | 527.7744 | 0.2 | 860.1829 | 0.2 | 1191.8832 | 0.2 | 1883.6228 | 0.2 | 2085.9038 | 0.2 | 2614.0255 | 0.2 | 4171.8075 | 0.2 | 5228.0511 | 0.2
[18 empty] | 97.0495 | LPS | 249.0818 | LPS | 405.9611 | LPS | 562.5062 | LPS | 888.971 | LPS | 984.4369 | LPS | 1233.6827 | LPS | 1968.8739 | LPS | 2467.3653 | LPS
Desired Operating Pressure | [7 empty] | 0.2 | in WC |  | Drop Across Valve | [6 empty] | 349.3783 | CMH | 896.6944 | CMH | 1461.46 | CMH | 2025.0223 | CMH | 3200.2955 | CMH | 3543.973 | CMH | 4441.2576 | CMH | 7087.946 | CMH | 8882.5152 | CMH
6 |  | 8 |  | 10 |  | 12 |  | 14 |  | 12x18 |  | 12x24 |  | 12x36 |  | 12x48
Valve Range (CFM) |  | Valve Range (CFM) |  | Valve Range (CFM) |  | Valve Range (CFM) |  | Valve Range (CFM) |  | Valve Range (CFM) |  | Valve Range (CFM) |  | Valve Range (CFM) |  | Valve Range (CFM)
Min | Max | Min | Max | Min | Max | Min | Max | Min | Max | Min | Max | Min | Max | Min | Max | Min | Max
30 | 315 | 80 | 800 | 120 | 1300 | 180 | 1790 | 250 | 2750 | 260 | 3200 | 350 | 4000 | 520 | 6400 | 700 | 8000 |  | In WC | 0.2
Maximum Design CFM |  | Maximum Design CFM |  | Maximum Design CFM |  | Maximum Design CFM |  | Maximum Design CFM |  | Maximum Design CFM |  | Maximum Design CFM |  | Maximum Design CFM |  | Maximum Design CFM |  |  | Pascal Conversion | 0.00080294
205.6363 |  | 527.7744 |  | 860.1829 |  | 1191.8832 |  | 1883.6228 |  | 2085.9038 |  | 2614.0255 |  | 4171.8075 |  | 5228.0511
Use this spreadsheet when you know the pressure drop you require and want to determine the maximum design airflow for an AccuValve in the duct branch. | [17 empty] | y=.0026x2 + .0035x0-.0047 |  | y=.0017x2 +.0041x +.0056 |  | y=.0026x2 + .0012x -.0027 |  | y=.0056x2-.0008x +.0012 |  | y=.0062x2 -.0094x +.0146 |  | y=.0058x2 + .0106x - .013 |  | y=0.0063x2+0.0066x-0.0067 |  | y=.0058x2 + .0106x - .013 |  | y=.0063x2 + .0066x - .067
[5 empty] | Instructions | [12 empty] | CFM | Range
1) Select Desired units for Volume and Pressure in the upper left hand corner
[5 empty] | 2) Enter Desired Operating Pressure in Yellow Box | [12 empty] | Size | Min |  | Max
[5 empty] | 3) Maximum Design CFM will be shown under Maximum Design CFM for each valve size | [12 empty] | 6 | 30 |  | 315
[18 empty] | 8 | 80 |  | 800
NOTE: The tabulated minimum operating pressures in the table above are based on tests in accordance with applicable sections of ANSI/ASHRAE 130. This code requires specified lengths of straight duct both upstream and downstream for the test specimen. Therefore if valves are installed immediately before or after elbows or transitions sufficient allowance to compensate for these factors must be included when calculating the minimum operating pressure of the AccuValve. | [17 empty] | 10 | 120 |  | 1300
[18 empty] | 12 | 180 |  | 1790
[18 empty] | 14 | 250 |  | 2750
[18 empty] | 12x18 | 260 |  | 3200
[18 empty] | 12x24 | 350 |  | 4000
[18 empty] | 12x36 | 520 |  | 6400
[18 empty] | 12x48 | 700 |  | 8000
[18 empty] | LPS | Range
[18 empty] | Size | Min |  | Max Range
[18 empty] | 6 | 14 |  | 149
[18 empty] | 8 | 38 |  | 378
[18 empty] | 10 | 57 |  | 614
[18 empty] | 12 | 85 |  | 845
[18 empty] | 14 | 118 |  | 1298
[18 empty] | 12x18 | 123 |  | 1510
[18 empty] | 12x24 | 165 |  | 1888
[18 empty] | 12x36 | 245 |  | 3020
[18 empty] | 12x48 | 330 |  | 3776
[18 empty] | CMH | Range
[18 empty] | Size | Min |  | Max Range
[18 empty] | 6 | 51 |  | 535
[18 empty] | 8 | 136 |  | 1359
[18 empty] | 10 | 204 |  | 2209
[18 empty] | 12 | 306 |  | 3041
[18 empty] | 14 | 425 |  | 4672
[18 empty] | 12x18 | 442 |  | 5437
[18 empty] | 12x24 | 595 |  | 6796
[18 empty] | 12x36 | 883 |  | 10874
[18 empty] | 12x48 | 1189 |  | 13592

## Operating Pressure Selection
Select Measurement Units
CFM | Volume
in WC | Pressure
[8 empty] | Constant | Constant
|  |  | OPERATING PRESSURE SELECTION |  |  |  |  | 2.118 | 0.5885
AccuValve Size |  |  | AccuValve Size |  | AccuValve Size |  | These three blocks convert to CFM, but only the one that agrees with cell E15 is used |  |  | PRESSURE DROP EQUATIONS BY VALVE SIZE
8 |  |  | 10 |  | 12 |  | CFM | LPS>CFM | CMH>CFM | 6" Valve |  | 8" Valve |  | 10" Valve |  | 12" Valve |  | 14" Valve |  | 18" Valve |  | 24" Valve |  | 36" Valve |  | 48" Valve
Valve Range (CFM) |  |  | Valve Range (CFM) |  | Valve Range (CFM) |  |  |  |  | in. WC | Pa | in. WC | Pa | in. WC | Pa | in. WC | Pa | in. WC | Pa | in. WC | Pa | in. WC | Pa | in. WC | Pa | in. WC | Pa
Min | Max |  | Min | Max | Min | Max | 600 | 1270.8 | 353.1 | 1.5769 | 392.6481 | 0.2564 | 63.8436 | 0.0981 | 24.4269 | 0.0492 | 12.2508 | 0.0206 | 5.1294 | 0.01595 | 3.9715 | 0.010292 | 2.5627 | -0.0017875 | -0.44509 | -0.000472 | -0.11753
80 | 800 |  | 120 | 1300 | 180 | 1790
Max Design (CFM) |  |  | Max Design (CFM) |  | Max Design (CFM)
600 |  |  | 600 |  | 600
Operating Pressure in WC |  |  | Operating Pressure in WC |  | Operating Pressure in WC
0.2564 |  |  | 0.0981 |  | 0.0492
Use this spreadsheet when you know the maximum design airflow volume you require and want to determine the operating pressure for an AccuValve in the duct branch.
Instructions
1) Choose volume and pressure units in the upper right corner
2) Choose AccuValve Size from yellow drop down menu in center box
3) Enter Desired Maximum Design CFM in yellow center box
|  | 4) Operating Pressure will be shown under Operating Pressure |  |  |  |  | CFM | Range
|  | 5) Next larger and smaller valves will be shown with operating pressures on either side |  |  |  |  | Size | Min |  | Max Range
[7 empty] | 6 | 30 |  | 315
NOTE: The tabulated minimum operating pressures in the table above are based on tests in accordance with applicable sections of ANSI/ASHRAE 130. This code requires specified lengths of straight duct both upstream and downstream for the test specimen. Therefore if valves are installed immediately before or after elbows or transitions sufficient allowance to compensate for these factors must be included when calculating the minimum operating pressure of the AccuValve. | [6 empty] | 8 | 80 |  | 800
[7 empty] | 10 | 120 |  | 1300
[7 empty] | 12 | 180 |  | 1790
[7 empty] | 14 | 250 |  | 2750
[7 empty] | 12x18 | 260 |  | 3200
[7 empty] | 12x24 | 350 |  | 4000
[7 empty] | 12x36 | 520 |  | 6400
[7 empty] | 12x48 | 700 |  | 8000
[7 empty] | LPS | Range
[7 empty] | Size | Min |  | Max Range
[7 empty] | 6 | 14 |  | 149
[7 empty] | 8 | 38 |  | 378
[7 empty] | 10 | 57 |  | 614
[7 empty] | 12 | 85 |  | 845
[7 empty] | 14 | 118 |  | 1298
[7 empty] | 12x18 | 123 |  | 1510
[7 empty] | 12x24 | 165 |  | 1888
[7 empty] | 12x36 | 245 |  | 3020
[7 empty] | 12x48 | 330 |  | 3776
[7 empty] | CMH | Range
[7 empty] | Size | Min |  | Max Range
[7 empty] | 6 | 51 |  | 535
[7 empty] | 8 | 136 |  | 1359
[7 empty] | 10 | 204 |  | 2209
[7 empty] | 12 | 306 |  | 3041
[7 empty] | 14 | 425 |  | 4672
[7 empty] | 12x18 | 442 |  | 5437
[7 empty] | 12x24 | 595 |  | 6796
[7 empty] | 12x36 | 883 |  | 10874
[7 empty] | 12x48 | 1189 |  | 13592